## INFO
- EN 1991-1-2 Annex C: Calculation of heat flux
- EN1993-1-2: Calculation of steel temperatures (a=35W/m²K ; e=0,7 and ksh=0.9*[Am/V]box/[Am/V])
- Development of design rules for steel structures subjected to natural fires in LARGE COMPARTMENT
CEC Agreements 7210-SA/210/317/517/619/932: Calibration of the method (The beam height is taken into account)
- Development of design rules for steel structures subjected to natural fires in CLOSED CAR PARKS
CEC Agreements 7210-SA/211/318/518/620/933: Validation of the method & Measured rate of heat release of burning cars
This Excel Macro is based on EN 1991-1-2, EN 1993-1-2, and the ECSC projects "Large Compartment" & "Closed car parks"
It has been created in order to calculate the temperature in a steel profile heaten up by 1 to 5 local fire sources.
The aim of this tool is to simulate the temperature distribution in open car parks as well as huge closed car parks (walls are far enough from the fire in order to avoid any influence on the heat distribution).
The method gives the temperatures under the ceiling at different horizontal distances and is only valid in cases, in which the fire is impacting the ceiling.
The given rates of heat releases are calibrated on cars and are based on real measurements.
All values in the "Data" sheet can be changed, whereas it is recomended to modify only the values in red
kf "Car Park Fire" v2.1

## DATA
Position of the calculated point(s) | [5 empty] | CAR 1 |  | CAR 2 |  | CAR 3 |  | CAR 4 |  | CAR 5 |  | 5
X [m] | Y [m] |  |  | Position of the car(s) |  | Time [min] | RHR [MW] | Time [min] | RHR [MW] | Time [min] | RHR [MW] | Time [min] | RHR [MW] | Time [min] | RHR [MW]
-2.5 | 2.5 | Pos. 1 |  | X [m] | Y [m] | 0 | 0 | 0 | 0 | 0 | 0 | 0 | 0
0 | 2.5 | Pos. 2 | CAR 1 | 0 | 2.5 | 4 | 1.4 | 12 | 0 | 24 | 0 | 36 | 0
2.5 | 2.5 | Pos. 3 | CAR 2 | 2.5 | 2.5 | 16 | 1.4 | 13 | 2.4 | 25 | 2.4 | 37 | 2.4
5 | 2.5 | Pos. 4 | CAR 3 | -2.5 | 2.5 | 24 | 5.5 | 22 | 2.4 | 34 | 2.4 | 46 | 2.4
7.5 | 2.5 | Pos. 5 | CAR 4 | 5 | 2.5 | 25 | 8.3 | 28 | 5.5 | 40 | 5.5 | 52 | 5.5
|  | Pos. 6 | CAR 5 |  |  | 27 | 4.5 | 29 | 8.3 | 41 | 8.3 | 53 | 8.3
|  | Pos. 7 |  |  |  | 38 | 1 | 31 | 4.5 | 43 | 4.5 | 55 | 4.5
|  | Pos. 8 | Hf = | 2.535 | m | 70 | 0 | 42 | 1 | 54 | 1 | 66 | 1
|  | Pos. 9 | Hb = | 0.001 | m |  |  | 74 | 0 | 86 | 0 | 98 | 0
|  | Pos. 10 | Hs = | 0.3 | m
|  | Pos. 11 | Coeff beam = | 1
|  | Pos. 12 | Fire diam D = | 3.91 | m
|  | Pos. 13 | Am/V = | 999 | m-1
|  | Pos. 14 | Am/V (box) = | 0 | m-1
|  | Pos. 15 | ra = | 7850 | kg/m3
|  | Pos. 16 | a = | 35 | W/m²K
|  | Pos. 17 | e = | 0.7
Multiplication factor of RHR
[7 empty] | Car 1 begins to burn after |  |  |  | 0 | min |  | 1
[7 empty] | Car 2 begins to burn after |  |  |  | 12 | min |  | 1
| Hf = Height of ceiling |  |  | Hb | Coeff beam |  | Car 3 begins to burn after |  |  |  | 24 | min |  | 1
| Hb = Height of the beam | [5 empty] | Car 4 begins to burn after |  |  |  | 36 | min |  | 1
| Hs = Height of the fire | [5 empty] | Car 5 begins to burn after |  |  |  | 42 | min |  | 0
| Fire under beam |  |  | real | 0.85
| Column (top part) |  |  | 0.001 | 1
| Fire more than 1m (horiz) from beam |  |  | 0.001 | 1
[8 empty] | 0 | 2.5
[8 empty] | 0 | 2.5 |  |  |  | 5 | compteur du nombre de points de calcul
[8 empty] | 2.5 | 2.5
[8 empty] | 2.5 | 2.5 |  |  |  | 4 | compteur du nombre de voitures
[8 empty] | -2.5 | 2.5 |  |  |  | 1 | compte le nombre de positionnement effectués
[8 empty] | -2.5 | 2.5 |  |  |  | 4 | compte le nombre de voitures positionnées lors d'un calcul précédent
[8 empty] | 5 | 2.5
[8 empty] | 5 | 2.5
[8 empty] | 0 | 0
[8 empty] | 0 | 0
[8 empty] | -10 | 0 |  |  | 0 | -10
[8 empty] | 10 | 0 |  |  | 0 | 10
[8 empty] | -2.5 | 2.5
[8 empty] | 0 | 2.5
[8 empty] | 2.5 | 2.5
[8 empty] | 5 | 2.5
[8 empty] | 7.5 | 2.5
[8 empty] | 0 | 0
[8 empty] | 0 | 0
[8 empty] | 0 | 0
[8 empty] | 0 | 0
[8 empty] | 0 | 0
[8 empty] | 0 | 0
[8 empty] | 0 | 0
[8 empty] | 0 | 0
[8 empty] | 0 | 0
[8 empty] | 0 | 0
[8 empty] | 0 | 0
[8 empty] | 0 | 0
Note on E15: To obtain estimated gas temperatures, set Am/V to 999
Note on E16: NOT NEEDED when you make a calculation to estimate gas temperatures (Am/V = 999 m-1)
Y
X
CLICK HERE to START Calculation
CLICK HERE
to put cars and calculated points on the graph

## Position of cars
Calculated
positions
Car 1
Car 2
Car 3
Car 4

## Tableau des T°
temps |  | q
[sec] | [min] | [°C] | [18 empty] | 5 | 10 | 15 | 20 | 25 | 30 | 33 | 40 | 50 | 60 | 70 | 90 | 110 | 130 | 150 | 180 | 150 | 170 | 200
|  | 1 | 2 | 3 | 4 | 5 | 6 | 7 | 8 | 9 | 10 | 11 | 12 | 13 | 14 | 15 | 16 | 17 |  | 1 | 153.372 | 182.8751 | 235.6865 | 337.2194 | 590.1991 | 833.6446 | 787.1781 | 797.1538 | 739.2685 | 594.4227 | 481.2937 | 29.2749 | 20.0002 | 20 | 20 | 20 | 20 | 20 | 20
0 | 0 | 20 | 20 | 20 | 20 | 20 | [12 empty] | 5 | 2 | 618.6579 | 631.6431 | 698.5746 | 755.7601 | 846.1985 | 879.7275 | 858.599 | 807.6824 | 674.3939 | 481.9206 | 204.0306 | 32.1479 | 20.0005 | 20 | 20 | 20 | 20 | 20 | 20
5 | 0.083333 | 20 | 20 | 20 | 20 | 20 | [13 empty] | 3 | 153.372 | 182.8751 | 712.5312 | 755.6775 | 862.2612 | 875.3316 | 816.1948 | 788.0044 | 725.3618 | 604.9623 | 311.471 | 63.4941 | 20.0019 | 20 | 20 | 20 | 20 | 20 | 20
10 | 0.16667 | 20 | 20 | 20 | 20 | 20 | [13 empty] | 4 | 60.2922 | 70.8736 | 260.5682 | 323.5051 | 431.7917 | 612.6332 | 487.3141 | 753.5276 | 764.5503 | 740.5643 | 581.6656 | 302.5875 | 20.0187 | 20 | 20 | 20 | 20 | 20 | 20
15 | 0.25 | 20 | 20 | 20 | 20 | 20 | [13 empty] | 5 | 36.0605 | 40.4241 | 103.3437 | 135.0655 | 184.7223 | 271.6565 | 214.1308 | 329.3088 | 412.7139 | 357.6041 | 149.2075 | 63.3948 | 20.0019 | 20 | 20 | 20 | 20 | 20 | 20
20 | 0.33333 | 20 | 20 | 20 | 20 | 20 | [13 empty] | 6 | 0 | 0 | 0 | 0 | 0 | 0 | 0 | 0 | 0 | 0 | 0 | 0 | 0 | 0 | 0 | 0 | 0 | 0 | 0
25 | 0.41667 | 20 | 20 | 20 | 20 | 20 | [13 empty] | 7 | 0 | 0 | 0 | 0 | 0 | 0 | 0 | 0 | 0 | 0 | 0 | 0 | 0 | 0 | 0 | 0 | 0 | 0 | 0
30 | 0.5 | 20 | 20 | 20 | 20 | 20 | [13 empty] | 8 | 0 | 0 | 0 | 0 | 0 | 0 | 0 | 0 | 0 | 0 | 0 | 0 | 0 | 0 | 0 | 0 | 0 | 0 | 0
35 | 0.58333 | 20 | 20 | 20 | 20 | 20 | [13 empty] | 9 | 0 | 0 | 0 | 0 | 0 | 0 | 0 | 0 | 0 | 0 | 0 | 0 | 0 | 0 | 0 | 0 | 0 | 0 | 0
40 | 0.66667 | 20 | 20 | 20 | 20 | 20 | [13 empty] | 10 | 0 | 0 | 0 | 0 | 0 | 0 | 0 | 0 | 0 | 0 | 0 | 0 | 0 | 0 | 0 | 0 | 0 | 0 | 0
45 | 0.75 | 20 | 20 | 20 | 20 | 20 | [13 empty] | 11 | 0 | 0 | 0 | 0 | 0 | 0 | 0 | 0 | 0 | 0 | 0 | 0 | 0 | 0 | 0 | 0 | 0 | 0 | 0
50 | 0.83333 | 20 | 20 | 20 | 20 | 20 | [13 empty] | 12 | 0 | 0 | 0 | 0 | 0 | 0 | 0 | 0 | 0 | 0 | 0 | 0 | 0 | 0 | 0 | 0 | 0 | 0 | 0
55 | 0.91667 | 20 | 20 | 20 | 20 | 20 | [13 empty] | 13 | 0 | 0 | 0 | 0 | 0 | 0 | 0 | 0 | 0 | 0 | 0 | 0 | 0 | 0 | 0 | 0 | 0 | 0 | 0
60 | 1 | 22.8354 | 44.5814 | 22.8354 | 20.7527 | 20.2841 | [13 empty] | 14 | 0 | 0 | 0 | 0 | 0 | 0 | 0 | 0 | 0 | 0 | 0 | 0 | 0 | 0 | 0 | 0 | 0 | 0 | 0
65 | 1.0833 | 25.4986 | 66.919 | 25.4986 | 21.462 | 20.552 | [13 empty] | 15 | 0 | 0 | 0 | 0 | 0 | 0 | 0 | 0 | 0 | 0 | 0 | 0 | 0 | 0 | 0 | 0 | 0 | 0 | 0
70 | 1.1667 | 28.001 | 87.3836 | 28.001 | 22.1305 | 20.8047 | [13 empty] | 16 | 0 | 0 | 0 | 0 | 0 | 0 | 0 | 0 | 0 | 0 | 0 | 0 | 0 | 0 | 0 | 0 | 0 | 0 | 0
75 | 1.25 | 30.3533 | 106.2358 | 30.3533 | 22.7607 | 21.0431 | [13 empty] | 17 | 0 | 0 | 0 | 0 | 0 | 0 | 0 | 0 | 0 | 0 | 0 | 0 | 0 | 0 | 0 | 0 | 0 | 0 | 0
80 | 1.3333 | 32.5652 | 123.6676 | 32.5652 | 23.3547 | 21.2679
85 | 1.4167 | 34.6459 | 139.8274 | 34.6459 | 23.9147 | 21.48
90 | 1.5 | 36.6037 | 154.8334 | 36.6037 | 24.4427 | 21.68
95 | 1.5833 | 38.4463 | 168.7831 | 38.4463 | 24.9406 | 21.8687
100 | 1.6667 | 40.1809 | 181.7588 | 40.1809 | 25.41 | 22.0467
105 | 1.75 | 41.8142 | 193.8321 | 41.8142 | 25.8527 | 22.2146
110 | 1.8333 | 43.3524 | 205.0663 | 43.3524 | 26.2702 | 22.3731
115 | 1.9167 | 44.8014 | 215.5182 | 44.8014 | 26.664 | 22.5225
120 | 2 | 48.7263 | 245.1641 | 48.7263 | 27.7935 | 22.9644
125 | 2.0833 | 52.4114 | 272.341 | 52.4114 | 28.8577 | 23.381
130 | 2.1667 | 55.8728 | 297.2269 | 55.8728 | 29.8604 | 23.7739
135 | 2.25 | 59.1257 | 319.9718 | 59.1257 | 30.8052 | 24.1445
140 | 2.3333 | 62.1836 | 340.7126 | 62.1836 | 31.6957 | 24.494
145 | 2.4167 | 65.0592 | 359.5798 | 65.0592 | 32.5351 | 24.8236
150 | 2.5 | 67.7643 | 376.7013 | 67.7643 | 33.3263 | 25.1345
155 | 2.5833 | 70.3095 | 392.2029 | 70.3095 | 34.0722 | 25.4277
160 | 2.6667 | 72.7048 | 406.2085 | 72.7048 | 34.7756 | 25.7044
165 | 2.75 | 74.9596 | 418.8386 | 74.9596 | 35.4387 | 25.9653
170 | 2.8333 | 77.0825 | 430.2093 | 77.0825 | 36.0641 | 26.2115
175 | 2.9167 | 79.0815 | 440.4316 | 79.0815 | 36.6539 | 26.4437
180 | 3 | 83.2613 | 458.2109 | 83.2613 | 37.9317 | 26.9566
185 | 3.0833 | 87.1878 | 474.0097 | 87.1878 | 39.1357 | 27.4403
190 | 3.1667 | 90.8775 | 488.0203 | 90.8775 | 40.2702 | 27.8964
195 | 3.25 | 94.3455 | 500.4256 | 94.3455 | 41.3394 | 28.3266
200 | 3.3333 | 97.606 | 511.3959 | 97.606 | 42.3472 | 28.7323
205 | 3.4167 | 100.672 | 521.0882 | 100.672 | 43.2972 | 29.115
210 | 3.5 | 103.5555 | 529.6455 | 103.5555 | 44.1929 | 29.4759
215 | 3.5833 | 106.268 | 537.197 | 106.268 | 45.0374 | 29.8164
220 | 3.6667 | 108.8198 | 543.8585 | 108.8198 | 45.8337 | 30.1376
225 | 3.75 | 111.2207 | 549.7334 | 111.2207 | 46.5846 | 30.4406
230 | 3.8333 | 113.4798 | 554.9139 | 113.4798 | 47.2928 | 30.7265
235 | 3.9167 | 115.6058 | 559.4816 | 115.6058 | 47.9608 | 30.9962
240 | 4 | 119.7178 | 568.4493 | 119.7178 | 49.2797 | 31.5363
245 | 4.0833 | 123.5798 | 576.2965 | 123.5798 | 50.5227 | 32.0456
250 | 4.1667 | 127.2075 | 583.163 | 127.2075 | 51.6942 | 32.526
255 | 4.25 | 130.6155 | 589.1718 | 130.6155 | 52.7984 | 32.9791
260 | 4.3333 | 133.8174 | 594.4307 | 133.8174 | 53.8395 | 33.4065
265 | 4.4167 | 136.8258 | 599.034 | 136.8258 | 54.8209 | 33.8097
270 | 4.5 | 139.6526 | 603.0642 | 139.6526 | 55.7464 | 34.19
275 | 4.5833 | 142.3088 | 606.578 | 142.3088 | 56.6191 | 34.5488
280 | 4.6667 | 144.8049 | 609.6632 | 144.8049 | 57.442 | 34.8873
285 | 4.75 | 147.1504 | 612.3709 | 147.1504 | 58.2182 | 35.2066
290 | 4.8333 | 149.3545 | 614.7466 | 149.3545 | 58.9503 | 35.5079
295 | 4.9167 | 151.4257 | 616.8304 | 151.4257 | 59.6408 | 35.7922
300 | 5 | 153.372 | 618.6579 | 153.372 | 60.2922 | 36.0605
305 | 5.0833 | 155.201 | 620.2603 | 155.201 | 60.9067 | 36.3136
310 | 5.1667 | 156.9196 | 621.6652 | 156.9196 | 61.4864 | 36.5524
315 | 5.25 | 158.5345 | 622.8969 | 158.5345 | 62.0333 | 36.7778
320 | 5.3333 | 160.052 | 623.9766 | 160.052 | 62.5493 | 36.9904
325 | 5.4167 | 161.4778 | 624.9232 | 161.4778 | 63.0362 | 37.1911
330 | 5.5 | 162.8176 | 625.7529 | 162.8176 | 63.4956 | 37.3805
335 | 5.5833 | 164.0764 | 626.4802 | 164.0764 | 63.9291 | 37.5593
340 | 5.6667 | 165.2592 | 627.1178 | 165.2592 | 64.3382 | 37.7279
345 | 5.75 | 166.3705 | 627.6767 | 166.3705 | 64.7242 | 37.8871
350 | 5.8333 | 167.4145 | 628.1666 | 167.4145 | 65.0884 | 38.0374
355 | 5.9167 | 168.3954 | 628.5961 | 168.3954 | 65.4322 | 38.1792
360 | 6 | 169.317 | 628.9725 | 169.317 | 65.7566 | 38.313
365 | 6.0833 | 170.1828 | 629.3025 | 170.1828 | 66.0628 | 38.4393
370 | 6.1667 | 170.9961 | 629.5918 | 170.9961 | 66.3517 | 38.5585
375 | 6.25 | 171.7602 | 629.8454 | 171.7602 | 66.6244 | 38.6711
380 | 6.3333 | 172.478 | 630.0677 | 172.478 | 66.8818 | 38.7773
385 | 6.4167 | 173.1523 | 630.2626 | 173.1523 | 67.1248 | 38.8775
390 | 6.5 | 173.7858 | 630.4335 | 173.7858 | 67.354 | 38.9721
395 | 6.5833 | 174.3808 | 630.5832 | 174.3808 | 67.5705 | 39.0614
400 | 6.6667 | 174.9397 | 630.7145 | 174.9397 | 67.7747 | 39.1457
405 | 6.75 | 175.4647 | 630.8296 | 175.4647 | 67.9676 | 39.2253
410 | 6.8333 | 175.9579 | 630.9305 | 175.9579 | 68.1496 | 39.3004
415 | 6.9167 | 176.4211 | 631.019 | 176.4211 | 68.3213 | 39.3713
420 | 7 | 176.8562 | 631.0966 | 176.8562 | 68.4835 | 39.4382
425 | 7.0833 | 177.2649 | 631.1645 | 177.2649 | 68.6366 | 39.5014
430 | 7.1667 | 177.6488 | 631.2242 | 177.6488 | 68.781 | 39.561
435 | 7.25 | 178.0094 | 631.2764 | 178.0094 | 68.9174 | 39.6173
440 | 7.3333 | 178.348 | 631.3222 | 178.348 | 69.0462 | 39.6704
445 | 7.4167 | 178.6661 | 631.3624 | 178.6661 | 69.1677 | 39.7205
450 | 7.5 | 178.9648 | 631.3976 | 178.9648 | 69.2824 | 39.7679
455 | 7.5833 | 179.2454 | 631.4284 | 179.2454 | 69.3907 | 39.8126
460 | 7.6667 | 179.5089 | 631.4555 | 179.5089 | 69.493 | 39.8547
465 | 7.75 | 179.7564 | 631.4792 | 179.7564 | 69.5895 | 39.8946
470 | 7.8333 | 179.9889 | 631.5 | 179.9889 | 69.6806 | 39.9321
475 | 7.9167 | 180.2072 | 631.5183 | 180.2072 | 69.7666 | 39.9676
480 | 8 | 180.4122 | 631.5342 | 180.4122 | 69.8478 | 40.0011
485 | 8.0833 | 180.6048 | 631.5483 | 180.6048 | 69.9244 | 40.0327
490 | 8.1667 | 180.7856 | 631.5605 | 180.7856 | 69.9968 | 40.0626
495 | 8.25 | 180.9555 | 631.5713 | 180.9555 | 70.0651 | 40.0908
500 | 8.3333 | 181.115 | 631.5808 | 181.115 | 70.1295 | 40.1174
505 | 8.4167 | 181.2648 | 631.589 | 181.2648 | 70.1904 | 40.1425
510 | 8.5 | 181.4055 | 631.5963 | 181.4055 | 70.2479 | 40.1662
515 | 8.5833 | 181.5376 | 631.6027 | 181.5376 | 70.3021 | 40.1885
520 | 8.6667 | 181.6617 | 631.6082 | 181.6617 | 70.3533 | 40.2097
525 | 8.75 | 181.7782 | 631.6131 | 181.7782 | 70.4017 | 40.2296
530 | 8.8333 | 181.8877 | 631.6174 | 181.8877 | 70.4473 | 40.2484
535 | 8.9167 | 181.9904 | 631.6212 | 181.9904 | 70.4904 | 40.2662
540 | 9 | 182.087 | 631.6245 | 182.087 | 70.5311 | 40.283
545 | 9.0833 | 182.1776 | 631.6274 | 182.1776 | 70.5695 | 40.2988
550 | 9.1667 | 182.2627 | 631.6299 | 182.2627 | 70.6058 | 40.3137
555 | 9.25 | 182.3427 | 631.6321 | 182.3427 | 70.64 | 40.3278
560 | 9.3333 | 182.4177 | 631.6341 | 182.4177 | 70.6723 | 40.3412
565 | 9.4167 | 182.4883 | 631.6358 | 182.4883 | 70.7028 | 40.3537
570 | 9.5 | 182.5545 | 631.6373 | 182.5545 | 70.7316 | 40.3656
575 | 9.5833 | 182.6166 | 631.6386 | 182.6166 | 70.7588 | 40.3768
580 | 9.6667 | 182.675 | 631.6397 | 182.675 | 70.7845 | 40.3874
585 | 9.75 | 182.7299 | 631.6407 | 182.7299 | 70.8087 | 40.3974
590 | 9.8333 | 182.7814 | 631.6416 | 182.7814 | 70.8316 | 40.4068
595 | 9.9167 | 182.8297 | 631.6424 | 182.8297 | 70.8532 | 40.4157
600 | 10 | 182.8751 | 631.6431 | 182.8751 | 70.8736 | 40.4241
605 | 10.0833 | 182.9178 | 631.6437 | 182.9178 | 70.8928 | 40.432
610 | 10.1667 | 182.9578 | 631.6442 | 182.9578 | 70.911 | 40.4395
615 | 10.25 | 182.9954 | 631.6446 | 182.9954 | 70.9282 | 40.4466
620 | 10.3333 | 183.0307 | 631.645 | 183.0307 | 70.9444 | 40.4533
625 | 10.4167 | 183.0639 | 631.6454 | 183.0639 | 70.9597 | 40.4596
630 | 10.5 | 183.0951 | 631.6457 | 183.0951 | 70.9741 | 40.4655
635 | 10.5833 | 183.1243 | 631.646 | 183.1243 | 70.9877 | 40.4711
640 | 10.6667 | 183.1518 | 631.6462 | 183.1518 | 71.0006 | 40.4764
645 | 10.75 | 183.1776 | 631.6464 | 183.1776 | 71.0128 | 40.4814
650 | 10.8333 | 183.2018 | 631.6466 | 183.2018 | 71.0242 | 40.4862
655 | 10.9167 | 183.2245 | 631.6468 | 183.2245 | 71.0351 | 40.4906
660 | 11 | 183.2459 | 631.6469 | 183.2459 | 71.0453 | 40.4948
665 | 11.0833 | 183.266 | 631.647 | 183.266 | 71.0549 | 40.4988
670 | 11.1667 | 183.2848 | 631.6471 | 183.2848 | 71.064 | 40.5026
675 | 11.25 | 183.3025 | 631.6472 | 183.3025 | 71.0727 | 40.5061
680 | 11.3333 | 183.3191 | 631.6473 | 183.3191 | 71.0808 | 40.5094
685 | 11.4167 | 183.3347 | 631.6474 | 183.3347 | 71.0884 | 40.5126
690 | 11.5 | 183.3494 | 631.6475 | 183.3494 | 71.0957 | 40.5156
695 | 11.5833 | 183.3631 | 631.6475 | 183.3631 | 71.1025 | 40.5184
700 | 11.6667 | 183.376 | 631.6476 | 183.376 | 71.109 | 40.521
705 | 11.75 | 183.3882 | 631.6476 | 183.3882 | 71.1151 | 40.5236
710 | 11.8333 | 183.3996 | 631.6476 | 183.3996 | 71.1208 | 40.5259
715 | 11.9167 | 183.4103 | 631.6477 | 183.4103 | 71.1262 | 40.5282
720 | 12 | 183.4203 | 631.6477 | 183.4203 | 71.1314 | 40.5303
725 | 12.0833 | 183.4297 | 631.6477 | 183.4297 | 71.1362 | 40.5323
730 | 12.1667 | 183.4386 | 631.6477 | 183.4386 | 71.1408 | 40.5341
735 | 12.25 | 183.4469 | 631.6478 | 183.4469 | 71.1451 | 40.5359
740 | 12.3333 | 183.4547 | 631.6478 | 183.4547 | 71.1492 | 40.5376
745 | 12.4167 | 183.4621 | 631.6478 | 183.4621 | 71.153 | 40.5392
750 | 12.5 | 183.469 | 631.6478 | 183.469 | 71.1566 | 40.5407
755 | 12.5833 | 183.4754 | 631.6478 | 183.4754 | 71.1601 | 40.5421
760 | 12.6667 | 183.4815 | 631.6478 | 183.4815 | 71.1633 | 40.5434
765 | 12.75 | 183.4872 | 631.6478 | 183.4872 | 71.1664 | 40.5446
770 | 12.8333 | 183.4926 | 631.6478 | 183.4926 | 71.1692 | 40.5458
775 | 12.9167 | 183.4976 | 631.6479 | 183.4976 | 71.172 | 40.547
780 | 13 | 187.653 | 641.0103 | 253.2459 | 86.8018 | 45.3374
785 | 13.0833 | 191.5426 | 649.0835 | 315.4977 | 101.286 | 49.8287
790 | 13.1667 | 195.1831 | 656.0361 | 371.0308 | 114.7404 | 54.0422
795 | 13.25 | 198.59 | 662.0198 | 420.2006 | 127.2594 | 57.9974
800 | 13.3333 | 201.778 | 667.1694 | 463.3164 | 138.9223 | 61.712
805 | 13.4167 | 204.7606 | 671.603 | 500.7805 | 149.7968 | 65.2021
810 | 13.5 | 207.5509 | 675.4232 | 533.0998 | 159.9419 | 68.4825
815 | 13.5833 | 210.1608 | 678.7187 | 560.8433 | 169.4098 | 71.5668
820 | 13.6667 | 212.6018 | 681.5652 | 584.5894 | 178.2473 | 74.4676
825 | 13.75 | 214.8845 | 684.0276 | 604.887 | 186.4968 | 77.1966
830 | 13.8333 | 217.0189 | 686.161 | 622.1754 | 194.1971 | 79.7644
835 | 13.9167 | 219.0145 | 688.0125 | 637.0787 | 201.3838 | 82.1811
840 | 14 | 220.88 | 689.6218 | 649.858 | 208.0901 | 84.456
845 | 14.0833 | 222.6238 | 691.0228 | 660.7704 | 214.3468 | 86.5977
850 | 14.1667 | 224.2536 | 692.2444 | 670.06 | 220.1825 | 88.6144
855 | 14.25 | 225.7768 | 693.3111 | 677.9527 | 225.6242 | 90.5135
860 | 14.3333 | 227.2001 | 694.2438 | 684.6527 | 230.6972 | 92.3021
865 | 14.4167 | 228.5301 | 695.0604 | 690.3406 | 235.425 | 93.9868
870 | 14.5 | 229.7727 | 695.7761 | 695.174 | 239.83 | 95.5738
875 | 14.5833 | 230.9336 | 696.4042 | 699.2886 | 243.9331 | 97.0688
880 | 14.6667 | 232.0181 | 696.9559 | 702.7995 | 247.7539 | 98.4774
885 | 14.75 | 233.0312 | 697.4409 | 705.8042 | 251.311 | 99.8045
890 | 14.8333 | 233.9774 | 697.8676 | 708.3843 | 254.6217 | 101.055
895 | 14.9167 | 234.8612 | 698.2434 | 710.6077 | 257.7023 | 102.2333
900 | 15 | 235.6865 | 698.5746 | 712.5312 | 260.5682 | 103.3437
905 | 15.0833 | 236.4574 | 698.8666 | 714.2018 | 263.2336 | 104.3901
910 | 15.1667 | 237.1772 | 699.1242 | 715.6585 | 265.7123 | 105.3762
915 | 15.25 | 237.8493 | 699.3515 | 716.9337 | 268.0166 | 106.3056
920 | 15.3333 | 238.4769 | 699.5523 | 718.0544 | 270.1586 | 107.1816
925 | 15.4167 | 239.0629 | 699.7297 | 719.043 | 272.1493 | 108.0071
930 | 15.5 | 239.6101 | 699.8864 | 719.9183 | 273.9991 | 108.7852
935 | 15.5833 | 240.1209 | 700.025 | 720.6961 | 275.7176 | 109.5187
940 | 15.6667 | 240.5978 | 700.1475 | 721.3895 | 277.3141 | 110.21
945 | 15.75 | 241.0431 | 700.2558 | 722.0096 | 278.7968 | 110.8616
950 | 15.8333 | 241.4587 | 700.3517 | 722.5659 | 280.1738 | 111.4758
955 | 15.9167 | 241.8467 | 700.4365 | 723.0664 | 281.4524 | 112.0547
960 | 16 | 242.2089 | 700.5116 | 723.5179 | 282.6396 | 112.6005
965 | 16.0833 | 242.547 | 700.578 | 723.9262 | 283.7417 | 113.1149
970 | 16.1667 | 242.8626 | 700.6369 | 724.2964 | 284.7647 | 113.5999
975 | 16.25 | 243.1572 | 700.689 | 724.6328 | 285.7143 | 114.057
980 | 16.3333 | 243.4321 | 700.7351 | 724.9391 | 286.5956 | 114.4879
985 | 16.4167 | 243.6888 | 700.7759 | 725.2185 | 287.4135 | 114.8941
990 | 16.5 | 243.9283 | 700.8121 | 725.4739 | 288.1725 | 115.2771
995 | 16.5833 | 244.1519 | 700.8441 | 725.7078 | 288.8767 | 115.6381
1000 | 16.6667 | 244.3606 | 700.8725 | 725.9223 | 289.5301 | 115.9784
1005 | 16.75 | 244.5553 | 700.8976 | 726.1194 | 290.1364 | 116.2992
1010 | 16.8333 | 244.7371 | 700.9199 | 726.3006 | 290.6988 | 116.6017
1015 | 16.9167 | 244.9067 | 700.9397 | 726.4676 | 291.2205 | 116.8868
1020 | 17 | 247.7616 | 704.5084 | 727.4414 | 292.504 | 117.524
1025 | 17.0833 | 250.4209 | 707.557 | 728.2985 | 293.6939 | 118.1244
1030 | 17.1667 | 252.8976 | 710.1702 | 729.0563 | 294.7969 | 118.6902
1035 | 17.25 | 255.2038 | 712.4187 | 729.7291 | 295.8193 | 119.2235
1040 | 17.3333 | 257.3508 | 714.3611 | 730.3291 | 296.7667 | 119.7261
1045 | 17.4167 | 259.3493 | 716.0461 | 730.8662 | 297.6447 | 120.1997
1050 | 17.5 | 261.2093 | 717.5139 | 731.3488 | 298.4583 | 120.646
1055 | 17.5833 | 262.9401 | 718.798 | 731.7842 | 299.2121 | 121.0667
1060 | 17.6667 | 264.5505 | 719.926 | 732.1782 | 299.9106 | 121.4631
1065 | 17.75 | 266.0487 | 720.921 | 732.536 | 300.5576 | 121.8368
1070 | 17.8333 | 267.4423 | 721.802 | 732.8619 | 301.1569 | 122.1889
1075 | 17.9167 | 268.7384 | 722.5852 | 733.1597 | 301.7121 | 122.5208
1080 | 18 | 272.514 | 725.0298 | 733.8568 | 302.9984 | 123.1908
1085 | 18.0833 | 276.0185 | 727.062 | 734.4481 | 304.1891 | 123.822
1090 | 18.1667 | 279.2705 | 728.7551 | 734.9508 | 305.2912 | 124.4168
1095 | 18.25 | 282.2873 | 730.1693 | 735.3791 | 306.3112 | 124.9771
1100 | 18.3333 | 285.0851 | 731.3536 | 735.8251 | 307.2551 | 125.505
1105 | 18.4167 | 287.6793 | 732.348 | 736.2973 | 308.1285 | 126.0024
1110 | 18.5 | 290.084 | 733.1851 | 736.7941 | 308.9366 | 126.4711
1115 | 18.5833 | 292.3127 | 733.8916 | 737.3132 | 309.6842 | 126.9126
1120 | 18.6667 | 294.3777 | 734.4894 | 737.8517 | 310.3758 | 127.3286
1125 | 18.75 | 296.2908 | 734.9962 | 738.4064 | 311.0156 | 127.7206
1130 | 18.8333 | 298.0628 | 735.4269 | 738.974 | 311.6073 | 128.0899
1135 | 18.9167 | 299.7038 | 735.8856 | 739.5506 | 312.1547 | 128.4378
1140 | 19 | 303.69 | 736.8674 | 740.6615 | 313.4112 | 129.1134
1145 | 19.0833 | 307.3739 | 737.9818 | 741.8247 | 314.5727 | 129.7498
1150 | 19.1667 | 310.7772 | 739.225 | 743.0251 | 315.6461 | 130.3491
1155 | 19.25 | 313.9201 | 740.5869 | 744.247 | 316.6381 | 130.9137
1160 | 19.3333 | 316.8217 | 742.0509 | 745.4741 | 317.5547 | 131.4454
1165 | 19.4167 | 319.4998 | 743.5953 | 746.6908 | 318.4015 | 131.9463
1170 | 19.5 | 321.9708 | 745.1944 | 747.883 | 319.1839 | 132.4181
1175 | 19.5833 | 324.2502 | 746.8205 | 749.0383 | 319.9066 | 132.8624
1180 | 19.6667 | 326.3524 | 748.4464 | 750.1465 | 320.5742 | 133.281
1185 | 19.75 | 328.2907 | 750.0464 | 751.1996 | 321.1909 | 133.6752
1190 | 19.8333 | 330.0776 | 751.5983 | 752.192 | 321.7604 | 134.0465
1195 | 19.9167 | 331.7245 | 753.0837 | 753.12 | 322.2863 | 134.3963
1200 | 20 | 337.2194 | 755.7601 | 755.6775 | 323.5051 | 135.0655
1205 | 20.0833 | 342.2669 | 758.3416 | 758.137 | 324.63 | 135.6956
1210 | 20.1667 | 346.9009 | 760.7831 | 760.4586 | 325.6681 | 136.2889
1215 | 20.25 | 351.153 | 763.0532 | 762.615 | 326.626 | 136.8476
1220 | 20.3333 | 355.0529 | 765.1335 | 764.5904 | 327.5097 | 137.3736
1225 | 20.4167 | 358.6283 | 767.0163 | 766.3787 | 328.3251 | 137.869
1230 | 20.5 | 361.9047 | 768.7027 | 767.9814 | 329.0772 | 138.3355
1235 | 20.5833 | 364.9062 | 770.1997 | 769.4058 | 329.7709 | 138.7747
1240 | 20.6667 | 367.6549 | 771.5187 | 770.6624 | 330.4108 | 139.1883
1245 | 20.75 | 370.1714 | 772.6735 | 771.7644 | 331.001 | 139.5777
1250 | 20.8333 | 372.4745 | 773.6792 | 772.7257 | 331.5452 | 139.9444
1255 | 20.9167 | 374.5819 | 774.5511 | 773.5606 | 332.0471 | 140.2897
1260 | 21 | 380.75 | 776.8451 | 776.8926 | 333.2291 | 140.9477
1265 | 21.0833 | 386.3709 | 778.848 | 779.8375 | 334.3185 | 141.5671
1270 | 21.1667 | 391.4899 | 780.5814 | 782.4054 | 335.3222 | 142.1501
1275 | 21.25 | 396.149 | 782.0708 | 784.6203 | 336.2471 | 142.699
1280 | 21.3333 | 400.3872 | 783.343 | 786.5139 | 337.0991 | 143.2157
1285 | 21.4167 | 404.2408 | 784.4242 | 788.121 | 337.884 | 143.702
1290 | 21.5 | 407.7432 | 785.3395 | 789.4771 | 338.607 | 144.1598
1295 | 21.5833 | 410.9251 | 786.1117 | 790.6159 | 339.2729 | 144.5908
1300 | 21.6667 | 413.8148 | 786.7614 | 791.5684 | 339.8863 | 144.9964
1305 | 21.75 | 416.4385 | 787.3068 | 792.3626 | 340.4511 | 145.3783
1310 | 21.8333 | 418.8199 | 787.7637 | 793.023 | 340.9712 | 145.7378
1315 | 21.9167 | 420.9809 | 788.1459 | 793.571 | 341.4502 | 146.0761
1320 | 22 | 426.4504 | 789.9696 | 796.6258 | 342.5991 | 146.7216
1325 | 22.0833 | 431.3943 | 791.5051 | 799.1856 | 343.6564 | 147.329
1330 | 22.1667 | 435.8609 | 792.7911 | 801.3124 | 344.6293 | 147.9006
1335 | 22.25 | 439.8942 | 793.8635 | 803.0678 | 345.5244 | 148.4385
1340 | 22.3333 | 443.5349 | 794.7546 | 804.5088 | 346.3478 | 148.9447
1345 | 22.4167 | 446.8199 | 795.4929 | 805.6867 | 347.1052 | 149.421
1350 | 22.5 | 449.783 | 796.1032 | 806.6462 | 347.8019 | 149.8692
1355 | 22.5833 | 452.4551 | 796.6068 | 807.4257 | 348.4427 | 150.291
1360 | 22.6667 | 454.8641 | 797.0216 | 808.0577 | 349.032 | 150.688
1365 | 22.75 | 457.0355 | 797.3629 | 808.569 | 349.5739 | 151.0615
1370 | 22.8333 | 458.9923 | 797.6433 | 808.9822 | 350.0722 | 151.4129
1375 | 22.9167 | 460.7554 | 797.8737 | 809.3158 | 350.5304 | 151.7437
1380 | 23 | 465.982 | 801.2111 | 814.7667 | 354.0584 | 153.219
1385 | 23.0833 | 470.6709 | 803.9867 | 819.234 | 357.294 | 154.606
1390 | 23.1667 | 474.8755 | 806.275 | 822.8487 | 360.2605 | 155.9097
1395 | 23.25 | 478.6445 | 808.1487 | 825.7452 | 362.9793 | 157.1353
1400 | 23.3333 | 482.022 | 809.6744 | 828.0488 | 365.4705 | 158.2874
1405 | 23.4167 | 485.0479 | 810.9115 | 829.8705 | 367.7523 | 159.3703
1410 | 23.5 | 487.7582 | 811.9112 | 831.3045 | 369.8419 | 160.3883
1415 | 23.5833 | 490.1854 | 812.7168 | 832.4295 | 371.7551 | 161.3451
1420 | 23.6667 | 492.3586 | 813.3645 | 833.3098 | 373.5063 | 162.2445
1425 | 23.75 | 494.3041 | 813.8845 | 833.9972 | 375.109 | 163.0899
1430 | 23.8333 | 496.0456 | 814.3014 | 834.533 | 376.5755 | 163.8845
1435 | 23.9167 | 497.6043 | 814.6352 | 834.9503 | 377.9172 | 164.6314
1440 | 24 | 502.1748 | 819.2548 | 840.0533 | 383.6231 | 166.4687
1445 | 24.0833 | 506.2484 | 822.9953 | 844.0554 | 388.8218 | 168.194
1450 | 24.1667 | 509.8785 | 825.9934 | 847.1644 | 393.5554 | 169.8139
1455 | 24.25 | 513.1124 | 828.3779 | 849.5625 | 397.8633 | 171.335
1460 | 24.3333 | 515.9931 | 830.263 | 851.4023 | 401.7819 | 172.7632
1465 | 24.4167 | 518.5587 | 831.7466 | 852.8081 | 405.3447 | 174.1041
1470 | 24.5 | 520.8434 | 832.91 | 853.879 | 408.5828 | 175.363
1475 | 24.5833 | 522.8778 | 833.8198 | 854.6929 | 411.5248 | 176.5449
1480 | 24.6667 | 524.6892 | 834.5298 | 855.3104 | 414.1969 | 177.6545
1485 | 24.75 | 526.3018 | 835.0829 | 855.7782 | 416.6232 | 178.6961
1490 | 24.8333 | 527.7375 | 835.5133 | 856.1324 | 418.8257 | 179.6739
1495 | 24.9167 | 529.0155 | 835.8478 | 856.4002 | 420.8246 | 180.5918
1500 | 25 | 590.1991 | 846.1985 | 862.2612 | 431.7917 | 184.7223
1505 | 25.0833 | 639.9718 | 854.3758 | 866.7202 | 441.651 | 188.5896
1510 | 25.1667 | 680.5823 | 860.7093 | 870.0797 | 450.5039 | 192.2101
1515 | 25.25 | 712.1654 | 865.5443 | 872.5929 | 458.4451 | 195.599
1520 | 25.3333 | 733.1789 | 869.1965 | 874.463 | 465.5624 | 198.771
1525 | 25.4167 | 739.7219 | 871.9336 | 875.8493 | 471.9368 | 201.7395
1530 | 25.5 | 747.9041 | 873.9732 | 876.8739 | 477.6423 | 204.5173
1535 | 25.5833 | 760.4879 | 875.4867 | 877.6297 | 482.7466 | 207.1163
1540 | 25.6667 | 776.5526 | 876.6061 | 878.1863 | 487.3109 | 209.5477
1545 | 25.75 | 793.9301 | 877.4323 | 878.5958 | 491.3911 | 211.8221
1550 | 25.8333 | 810.5903 | 878.041 | 878.8968 | 495.0373 | 213.9495
1555 | 25.9167 | 825.3261 | 878.489 | 879.1179 | 498.2949 | 215.939
1560 | 26 | 835.8756 | 878.8183 | 879.2802 | 502.2286 | 217.4694
1565 | 26.0833 | 844.3696 | 879.0602 | 879.3994 | 505.7371 | 218.9007
1570 | 26.1667 | 851.0599 | 879.2379 | 879.4868 | 508.8657 | 220.2392
1575 | 26.25 | 856.2454 | 879.3683 | 879.5509 | 511.6551 | 221.4909
1580 | 26.3333 | 860.2173 | 879.464 | 879.598 | 514.1416 | 222.6613
1585 | 26.4167 | 863.2331 | 879.5342 | 879.6325 | 516.3579 | 223.7555
1590 | 26.5 | 865.508 | 879.5857 | 879.6579 | 518.3332 | 224.7786
1595 | 26.5833 | 867.2158 | 879.6235 | 879.6764 | 520.0935 | 225.735
1600 | 26.6667 | 868.4933 | 879.6513 | 879.69 | 521.662 | 226.629
1605 | 26.75 | 869.4464 | 879.6716 | 879.7 | 523.0597 | 227.4648
1610 | 26.8333 | 870.156 | 879.6865 | 879.7074 | 524.305 | 228.2459
1615 | 26.9167 | 870.6836 | 879.6974 | 879.7127 | 525.4145 | 228.976
1620 | 27 | 862.7123 | 879.7055 | 877.8618 | 526.9942 | 229.3028
1625 | 27.0833 | 856.8478 | 879.7113 | 876.5064 | 528.4005 | 229.6083
1630 | 27.1667 | 852.4838 | 879.7156 | 875.5112 | 529.6522 | 229.8939
1635 | 27.25 | 849.208 | 879.7188 | 874.779 | 530.7664 | 230.1608
1640 | 27.3333 | 846.7325 | 879.7211 | 874.2396 | 531.7581 | 230.4104
1645 | 27.4167 | 844.8522 | 879.7228 | 873.8417 | 532.6407 | 230.6436
1650 | 27.5 | 843.4182 | 879.7241 | 873.5479 | 533.4263 | 230.8617
1655 | 27.5833 | 842.3213 | 879.725 | 873.331 | 534.1255 | 231.0655
1660 | 27.6667 | 841.4802 | 879.7257 | 873.1706 | 534.7478 | 231.2559
1665 | 27.75 | 840.834 | 879.7262 | 873.0521 | 535.3016 | 231.434
1670 | 27.8333 | 840.337 | 879.7265 | 872.9645 | 535.7945 | 231.6004
1675 | 27.9167 | 839.9542 | 879.7268 | 872.8997 | 536.2332 | 231.756
1680 | 28 | 838.409 | 879.727 | 872.4891 | 538.7022 | 232.4671
1685 | 28.0833 | 837.22 | 879.7271 | 872.1855 | 540.8931 | 233.1315
1690 | 28.1667 | 836.3026 | 879.7272 | 871.9609 | 542.8372 | 233.7522
1695 | 28.25 | 835.5933 | 879.7273 | 871.7946 | 544.5621 | 234.3321
1700 | 28.3333 | 835.0441 | 879.7274 | 871.6715 | 546.0925 | 234.8738
1705 | 28.4167 | 834.6183 | 879.7274 | 871.5803 | 547.4504 | 235.3798
1710 | 28.5 | 834.2878 | 879.7274 | 871.5127 | 548.6551 | 235.8525
1715 | 28.5833 | 834.0312 | 879.7275 | 871.4626 | 549.724 | 236.294
1720 | 28.6667 | 833.8317 | 879.7275 | 871.4256 | 550.6722 | 236.7063
1725 | 28.75 | 833.6767 | 879.7275 | 871.3981 | 551.5136 | 237.0915
1730 | 28.8333 | 833.5561 | 879.7275 | 871.3777 | 552.26 | 237.4512
1735 | 28.9167 | 833.4623 | 879.7275 | 871.3626 | 552.9222 | 237.7872
1740 | 29 | 834.4998 | 879.7275 | 873.5486 | 562.8824 | 241.9878
1745 | 29.0833 | 835.309 | 879.7275 | 875.172 | 571.5964 | 245.9
1750 | 29.1667 | 835.939 | 879.7275 | 876.3736 | 579.2194 | 249.5428
1755 | 29.25 | 836.4287 | 879.7275 | 877.2609 | 585.8881 | 252.9337
1760 | 29.3333 | 836.809 | 879.7275 | 877.9148 | 591.7225 | 256.0895
1765 | 29.4167 | 837.1041 | 879.7275 | 878.3961 | 596.8278 | 259.0257
1770 | 29.5 | 837.3328 | 879.7275 | 878.75 | 601.2957 | 261.757
1775 | 29.5833 | 837.5101 | 879.7275 | 879.0101 | 605.1859 | 264.2972
1780 | 29.6667 | 837.6474 | 879.7275 | 879.2011 | 608.6017 | 266.6592
1785 | 29.75 | 837.7537 | 879.7275 | 879.3413 | 611.5996 | 268.855
1790 | 29.8333 | 837.836 | 879.7275 | 879.4442 | 614.2295 | 270.896
1795 | 29.9167 | 837.8997 | 879.7275 | 879.5197 | 616.5361 | 272.7927
1800 | 30 | 833.6446 | 879.7275 | 875.3316 | 612.6332 | 271.6565
1805 | 30.0833 | 830.379 | 879.7275 | 872.2702 | 609.1852 | 270.5987
1810 | 30.1667 | 827.8552 | 879.7275 | 870.0188 | 606.139 | 269.6139
1815 | 30.25 | 825.8937 | 879.7275 | 868.3556 | 603.4477 | 268.6969
1820 | 30.3333 | 824.3624 | 879.7275 | 867.1229 | 601.0695 | 267.843
1825 | 30.4167 | 823.1628 | 879.7275 | 866.2069 | 598.9677 | 267.0479
1830 | 30.5 | 822.2202 | 879.7275 | 865.525 | 597.0975 | 266.3074
1835 | 30.5833 | 821.4781 | 879.7275 | 865.0166 | 595.4437 | 265.6177
1840 | 30.6667 | 820.8926 | 879.7275 | 864.6372 | 593.9813 | 264.9753
1845 | 30.75 | 820.4302 | 879.7275 | 864.3539 | 592.6885 | 264.3769
1850 | 30.8333 | 820.0645 | 879.7275 | 864.1421 | 591.5455 | 263.8195
1855 | 30.9167 | 819.775 | 879.7275 | 863.9838 | 590.5351 | 263.3002
1860 | 31 | 815.2012 | 878.7664 | 855.7641 | 581.1948 | 259.8994
1865 | 31.0833 | 811.6212 | 878.0621 | 849.6743 | 572.8263 | 256.7245
1870 | 31.1667 | 808.7957 | 877.5453 | 845.1085 | 565.3315 | 253.7598
1875 | 31.25 | 806.5502 | 877.1657 | 841.6536 | 558.6213 | 250.9908
1880 | 31.3333 | 804.7557 | 876.8866 | 839.0206 | 552.6147 | 248.4039
1885 | 31.4167 | 803.3147 | 876.6813 | 837.0026 | 547.2386 | 245.9867
1890 | 31.5 | 802.1533 | 876.5302 | 835.4493 | 542.4271 | 243.7276
1895 | 31.5833 | 801.2142 | 876.419 | 834.2495 | 538.121 | 241.616
1900 | 31.6667 | 800.4529 | 876.3372 | 833.3203 | 534.2673 | 239.6418
1905 | 31.75 | 799.8345 | 876.2769 | 832.5992 | 530.8183 | 237.7958
1910 | 31.8333 | 799.3311 | 876.2325 | 832.0387 | 527.7314 | 236.0696
1915 | 31.9167 | 798.9208 | 876.1998 | 831.6024 | 524.9686 | 234.4551
1920 | 32 | 796.8708 | 872.5716 | 828.6206 | 520.2183 | 232.2787
1925 | 32.0833 | 795.2096 | 869.9075 | 826.309 | 515.9532 | 230.2417
1930 | 32.1667 | 793.8573 | 867.941 | 824.5076 | 512.1232 | 228.335
1935 | 32.25 | 792.752 | 866.4837 | 823.098 | 508.6837 | 226.55
1940 | 32.3333 | 791.8457 | 865.4005 | 821.9913 | 505.5945 | 224.8787
1945 | 32.4167 | 791.1005 | 864.5936 | 821.1202 | 502.8196 | 223.3138
1950 | 32.5 | 790.4863 | 863.9915 | 820.4331 | 500.3268 | 221.8482
1955 | 32.5833 | 789.9791 | 863.5418 | 819.8902 | 498.0872 | 220.4755
1960 | 32.6667 | 789.5596 | 863.2054 | 819.4606 | 496.0748 | 219.1898
1965 | 32.75 | 789.2122 | 862.9538 | 819.1204 | 494.2664 | 217.9855
1970 | 32.8333 | 788.9241 | 862.7653 | 818.8508 | 492.6413 | 216.8572
1975 | 32.9167 | 788.685 | 862.6242 | 818.6369 | 491.1806 | 215.8002
1980 | 33 | 787.1781 | 858.599 | 816.1948 | 487.3141 | 214.1308
1985 | 33.0833 | 785.9357 | 855.5966 | 814.2685 | 483.8276 | 212.5659
1990 | 33.1667 | 784.9074 | 853.3434 | 812.7421 | 480.6834 | 211.0987
1995 | 33.25 | 784.0535 | 851.6447 | 811.5278 | 477.8472 | 209.723
2000 | 33.3333 | 783.3424 | 850.3594 | 810.5589 | 475.2886 | 208.4331
2005 | 33.4167 | 782.7487 | 849.3843 | 809.784 | 472.9799 | 207.2234
2010 | 33.5 | 782.252 | 848.643 | 809.1628 | 470.8965 | 206.089
2015 | 33.5833 | 781.8358 | 848.0786 | 808.6642 | 469.0161 | 205.025
2020 | 33.6667 | 781.4865 | 847.6483 | 808.2633 | 467.3188 | 204.0271
2025 | 33.75 | 781.1929 | 847.32 | 807.9407 | 465.7865 | 203.091
2030 | 33.8333 | 780.946 | 847.0693 | 807.6809 | 464.403 | 202.213
2035 | 33.9167 | 780.7382 | 846.8777 | 807.4715 | 463.1538 | 201.3893
2040 | 34 | 779.3131 | 842.4479 | 805.0094 | 459.1661 | 199.9254
2045 | 34.0833 | 778.1235 | 839.0843 | 803.0399 | 455.5533 | 198.5514
2050 | 34.1667 | 777.1263 | 836.5123 | 801.4565 | 452.2794 | 197.2615
2055 | 34.25 | 776.2873 | 834.5348 | 800.1779 | 449.3119 | 196.0507
2060 | 34.3333 | 775.5793 | 833.0077 | 799.1418 | 446.6214 | 194.9139
2065 | 34.4167 | 774.9802 | 831.8244 | 798.2999 | 444.1817 | 193.8467
2070 | 34.5 | 774.4721 | 830.9051 | 797.614 | 441.9689 | 192.8446
2075 | 34.5833 | 774.0403 | 830.1894 | 797.0541 | 439.9615 | 191.9037
2080 | 34.6667 | 773.6727 | 829.6313 | 796.5964 | 438.1402 | 191.0202
2085 | 34.75 | 773.3593 | 829.1955 | 796.2216 | 436.4875 | 190.1905
2090 | 34.8333 | 773.0917 | 828.8549 | 795.9145 | 434.9875 | 189.4114
2095 | 34.9167 | 772.8631 | 828.5885 | 795.6625 | 433.626 | 188.6797
2100 | 35 | 773.6666 | 825.6159 | 793.6808 | 429.4436 | 187.4515
2105 | 35.0833 | 774.3614 | 823.3029 | 792.0674 | 425.6351 | 186.2975
2110 | 35.1667 | 774.9604 | 821.4938 | 790.7477 | 422.166 | 185.2132
2115 | 35.25 | 775.4756 | 820.0727 | 789.664 | 419.0052 | 184.1943
2120 | 35.3333 | 775.9177 | 818.9526 | 788.771 | 416.1243 | 183.2369
2125 | 35.4167 | 776.2964 | 818.0674 | 788.0331 | 413.498 | 182.3372
2130 | 35.5 | 776.6204 | 817.3664 | 787.422 | 411.1031 | 181.4917
2135 | 35.5833 | 776.897 | 816.8102 | 786.9148 | 408.9188 | 180.6972
2140 | 35.6667 | 777.1331 | 816.3683 | 786.4932 | 406.9262 | 179.9504
2145 | 35.75 | 777.3343 | 816.0169 | 786.1422 | 405.1081 | 179.2486
2150 | 35.8333 | 777.5057 | 815.7371 | 785.8497 | 403.4489 | 178.589
2155 | 35.9167 | 777.6516 | 815.5142 | 785.6057 | 401.9345 | 177.969
2160 | 36 | 778.4006 | 814.1464 | 783.5752 | 398.5139 | 176.8301
2165 | 36.0833 | 779.0408 | 813.0596 | 781.8998 | 395.3851 | 175.7591
2170 | 36.1667 | 779.5867 | 812.1937 | 780.5098 | 392.5223 | 174.752
2175 | 36.25 | 780.0511 | 811.5023 | 779.3512 | 389.9023 | 173.805
2180 | 36.3333 | 780.4456 | 810.9493 | 778.3817 | 387.5038 | 172.9143
2185 | 36.4167 | 780.78 | 810.5064 | 777.5675 | 385.3075 | 172.0766
2190 | 36.5 | 781.0633 | 810.1511 | 776.8817 | 383.2961 | 171.2888
2195 | 36.5833 | 781.303 | 809.8659 | 776.3026 | 381.4535 | 170.5479
2200 | 36.6667 | 781.5056 | 809.6369 | 775.8126 | 379.7652 | 169.851
2205 | 36.75 | 781.6767 | 809.4527 | 775.397 | 378.2181 | 169.1955
2210 | 36.8333 | 781.8211 | 809.3046 | 775.0442 | 376.8002 | 168.579
2215 | 36.9167 | 781.943 | 809.1855 | 774.7441 | 375.5004 | 167.9991
2220 | 37 | 783.349 | 810.7811 | 780.3895 | 434.1948 | 181.1396
2225 | 37.0833 | 784.5456 | 812.0729 | 785.4549 | 485.1049 | 193.365
2230 | 37.1667 | 785.5593 | 813.1152 | 789.8941 | 528.735 | 204.7398
2235 | 37.25 | 786.4148 | 813.9537 | 793.7133 | 565.7975 | 215.3218
2240 | 37.3333 | 787.1347 | 814.6268 | 796.952 | 597.1174 | 225.1635
2245 | 37.4167 | 787.7389 | 815.1662 | 799.6675 | 623.5259 | 234.3136
2250 | 37.5 | 788.245 | 815.5978 | 801.9238 | 645.8956 | 242.8168
2255 | 37.5833 | 788.6681 | 815.9427 | 803.7854 | 664.7857 | 250.7153
2260 | 37.6667 | 789.0213 | 816.2182 | 805.3127 | 680.5484 | 258.0483
2265 | 37.75 | 789.3159 | 816.4381 | 806.56 | 693.545 | 264.853
2270 | 37.8333 | 789.5613 | 816.6134 | 807.575 | 704.1281 | 271.1642
2275 | 37.9167 | 789.7655 | 816.7532 | 808.3986 | 712.6293 | 277.0148
2280 | 38 | 790.027 | 814.0545 | 806.515 | 718.5094 | 281.8912
2285 | 38.0833 | 790.2444 | 811.9226 | 805.0068 | 723.1782 | 286.4091
2290 | 38.1667 | 790.4252 | 810.2295 | 803.7944 | 726.8433 | 290.5932
2295 | 38.25 | 790.5753 | 808.8793 | 802.8167 | 729.6858 | 294.4667
2300 | 38.3333 | 790.7 | 807.7988 | 802.026 | 731.8625 | 298.0514
2305 | 38.4167 | 790.8035 | 806.9317 | 801.3853 | 733.5082 | 301.3676
2310 | 38.5 | 790.8893 | 806.2342 | 800.8651 | 734.7373 | 304.4345
2315 | 38.5833 | 790.9605 | 805.6721 | 800.4421 | 735.645 | 307.2701
2320 | 38.6667 | 791.0196 | 805.2184 | 800.0978 | 736.5826 | 309.8909
2325 | 38.75 | 791.0685 | 804.8518 | 799.8173 | 737.65 | 312.3127
2330 | 38.8333 | 791.1091 | 804.5552 | 799.5885 | 738.8452 | 314.5501
2335 | 38.9167 | 791.1428 | 804.3151 | 799.4018 | 740.1598 | 316.6165
2340 | 39 | 792.1148 | 804.9009 | 797.5562 | 741.2788 | 318.1689
2345 | 39.0833 | 792.9245 | 805.3771 | 796.0603 | 742.4391 | 319.6026
2350 | 39.1667 | 793.5972 | 805.7637 | 794.8427 | 743.6257 | 320.9264
2355 | 39.25 | 794.1549 | 806.0773 | 793.848 | 744.8233 | 322.1485
2360 | 39.3333 | 794.6165 | 806.3315 | 793.0331 | 746.0166 | 323.2767
2365 | 39.4167 | 794.9979 | 806.5373 | 792.3639 | 747.1916 | 324.3181
2370 | 39.5 | 795.3126 | 806.7038 | 791.8131 | 748.3355 | 325.2792
2375 | 39.5833 | 795.5722 | 806.8386 | 791.359 | 749.4377 | 326.1661
2380 | 39.6667 | 795.786 | 806.9475 | 790.9842 | 750.4898 | 326.9845
2385 | 39.75 | 795.9621 | 807.0356 | 790.6744 | 751.4853 | 327.7395
2390 | 39.8333 | 796.107 | 807.1068 | 790.418 | 752.42 | 328.4362
2395 | 39.9167 | 796.2261 | 807.1643 | 790.2058 | 753.2914 | 329.0789
2400 | 40 | 797.1538 | 807.6824 | 788.0044 | 753.5276 | 329.3088
2405 | 40.0833 | 797.9194 | 808.1017 | 786.2013 | 753.7421 | 329.521
2410 | 40.1667 | 798.5497 | 808.4406 | 784.7162 | 753.9365 | 329.7167
2415 | 40.25 | 799.0676 | 808.7142 | 783.4872 | 754.1125 | 329.8973
2420 | 40.3333 | 799.4926 | 808.9351 | 782.466 | 754.2716 | 330.0639
2425 | 40.4167 | 799.8407 | 809.1132 | 781.6146 | 754.4154 | 330.2176
2430 | 40.5 | 800.1258 | 809.2567 | 780.9026 | 754.5451 | 330.3595
2435 | 40.5833 | 800.3589 | 809.3724 | 780.3058 | 754.6621 | 330.4903
2440 | 40.6667 | 800.5494 | 809.4655 | 779.8044 | 754.7676 | 330.611
2445 | 40.75 | 800.705 | 809.5405 | 779.3825 | 754.8625 | 330.7224
2450 | 40.8333 | 800.8321 | 809.6009 | 779.0268 | 754.948 | 330.8251
2455 | 40.9167 | 800.9358 | 809.6496 | 778.7266 | 755.0248 | 330.9199
2460 | 41 | 806.1652 | 816.8427 | 777.9999 | 755.0305 | 331.2199
2465 | 41.0833 | 810.52 | 822.7647 | 777.3877 | 755.0356 | 331.4966
2470 | 41.1667 | 814.0977 | 827.5576 | 776.8708 | 755.0401 | 331.7519
2475 | 41.25 | 817.0065 | 831.387 | 776.4335 | 755.0442 | 331.9873
2480 | 41.3333 | 819.3524 | 834.417 | 776.063 | 755.0479 | 332.2044
2485 | 41.4167 | 821.2326 | 836.7967 | 775.7486 | 755.0511 | 332.4046
2490 | 41.5 | 822.7321 | 838.6551 | 775.4815 | 755.0541 | 332.5893
2495 | 41.5833 | 823.9235 | 840.1002 | 775.2542 | 755.0567 | 332.7596
2500 | 41.6667 | 824.8673 | 841.2202 | 775.0608 | 755.0591 | 332.9167
2505 | 41.75 | 825.6132 | 842.0859 | 774.896 | 755.0613 | 333.0615
2510 | 41.8333 | 826.2016 | 842.7539 | 774.7556 | 755.0632 | 333.1951
2515 | 41.9167 | 826.6652 | 843.2685 | 774.6357 | 755.0649 | 333.3182
2520 | 42 | 822.5857 | 835.5052 | 769.2612 | 753.8397 | 332.4251
2525 | 42.0833 | 819.4131 | 829.6228 | 764.924 | 752.7733 | 331.6008
2530 | 42.1667 | 816.9279 | 825.1119 | 761.3799 | 751.8398 | 330.8401
2535 | 42.25 | 814.9697 | 821.6192 | 758.45 | 751.0183 | 330.138
2540 | 42.3333 | 813.4196 | 818.8938 | 756.002 | 750.2919 | 329.4899
2545 | 42.4167 | 812.1878 | 816.7538 | 753.9364 | 749.6468 | 328.8916
2550 | 42.5 | 811.2059 | 815.0648 | 752.1777 | 749.0716 | 328.3392
2555 | 42.5833 | 810.4213 | 813.7264 | 750.6677 | 748.5568 | 327.8293
2560 | 42.6667 | 809.7929 | 812.6623 | 749.3614 | 748.0945 | 327.3584
2565 | 42.75 | 809.289 | 811.8139 | 748.2232 | 747.6781 | 326.9237
2570 | 42.8333 | 808.8843 | 811.1361 | 747.2251 | 747.3019 | 326.5223
2575 | 42.9167 | 808.5589 | 810.5936 | 746.3445 | 746.9612 | 326.1516
2580 | 43 | 803.2748 | 801.5573 | 744.3862 | 746.2138 | 325.2337
2585 | 43.0833 | 799.1 | 794.5388 | 742.7401 | 745.5466 | 324.3857
2590 | 43.1667 | 795.7679 | 789.0041 | 741.3455 | 744.9484 | 323.6021
2595 | 43.25 | 793.0852 | 784.5812 | 740.1555 | 744.4099 | 322.8781
2600 | 43.3333 | 790.9095 | 781.0054 | 739.1335 | 743.9231 | 322.209
2605 | 43.4167 | 789.1339 | 778.0848 | 738.2504 | 743.4816 | 321.5907
2610 | 43.5 | 787.6772 | 775.6778 | 737.4831 | 743.0798 | 321.0192
2615 | 43.5833 | 786.4768 | 773.6782 | 736.8132 | 742.713 | 320.491
2620 | 43.6667 | 785.4836 | 772.0054 | 736.2255 | 742.3772 | 320.0028
2625 | 43.75 | 784.6594 | 770.5975 | 735.7078 | 742.0689 | 319.5515
2630 | 43.8333 | 783.9735 | 769.406 | 735.2501 | 741.7852 | 319.1343
2635 | 43.9167 | 783.4013 | 768.3929 | 734.8439 | 741.5235 | 318.7487
2640 | 44 | 781.9013 | 765.6719 | 734.2902 | 741.1794 | 318.2339
2645 | 44.0833 | 780.6548 | 763.3969 | 733.6716 | 740.8631 | 317.7579
2650 | 44.1667 | 779.6148 | 761.4779 | 732.9897 | 740.5714 | 317.3178
2655 | 44.25 | 778.7438 | 759.8463 | 732.2485 | 740.302 | 316.9108
2660 | 44.3333 | 778.012 | 758.4493 | 731.4544 | 740.0524 | 316.5344
2665 | 44.4167 | 777.3957 | 757.2453 | 730.6156 | 739.8207 | 316.1864
2670 | 44.5 | 776.8753 | 756.2015 | 729.7419 | 739.6052 | 315.8645
2675 | 44.5833 | 776.4351 | 755.2919 | 728.844 | 739.4043 | 315.5668
2680 | 44.6667 | 776.0621 | 754.4953 | 727.9332 | 739.2168 | 315.2915
2685 | 44.75 | 775.7456 | 753.7947 | 727.0202 | 739.0414 | 315.0368
2690 | 44.8333 | 775.4766 | 753.176 | 726.1152 | 738.8771 | 314.8013
2695 | 44.9167 | 775.2479 | 752.6278 | 725.2273 | 738.723 | 314.5835
2700 | 45 | 774.0333 | 750.649 | 723.8914 | 738.4975 | 314.2223
2705 | 45.0833 | 773.0087 | 748.962 | 722.5776 | 738.2872 | 313.8882
2710 | 45.1667 | 772.1409 | 747.5117 | 721.3021 | 738.0906 | 313.5791
2715 | 45.25 | 771.4034 | 746.2554 | 720.0773 | 737.9065 | 313.2931
2720 | 45.3333 | 770.7748 | 745.1593 | 718.9127 | 737.7339 | 313.0286
2725 | 45.4167 | 770.2377 | 744.1968 | 717.8146 | 737.5717 | 312.7838
2730 | 45.5 | 769.7776 | 743.3463 | 716.7868 | 737.4191 | 312.5573
2735 | 45.5833 | 769.3828 | 742.5906 | 715.8308 | 737.2752 | 312.3478
2740 | 45.6667 | 769.0434 | 741.9157 | 714.9463 | 737.1394 | 312.1539
2745 | 45.75 | 768.7512 | 741.31 | 714.132 | 737.0111 | 311.9746
2750 | 45.8333 | 768.4993 | 740.7639 | 713.3853 | 736.8897 | 311.8086
2755 | 45.9167 | 768.282 | 740.2695 | 712.7029 | 736.7747 | 311.655
2760 | 46 | 767.0769 | 738.9229 | 711.3885 | 736.6018 | 311.3519
2765 | 46.0833 | 766.0484 | 737.7951 | 710.1807 | 736.4393 | 311.0713
2770 | 46.1667 | 765.1668 | 736.8454 | 709.0767 | 736.2861 | 310.8117
2775 | 46.25 | 764.4082 | 736.0418 | 708.0721 | 736.1416 | 310.5714
2780 | 46.3333 | 763.7532 | 735.3588 | 707.1614 | 736.0051 | 310.3491
2785 | 46.4167 | 763.1859 | 734.7761 | 706.3385 | 735.8759 | 310.1432
2790 | 46.5 | 762.6932 | 734.2171 | 705.597 | 735.7535 | 309.9527
2795 | 46.5833 | 762.2643 | 733.594 | 704.9304 | 735.6373 | 309.7764
2800 | 46.6667 | 761.8901 | 732.9089 | 704.3324 | 735.527 | 309.6132
2805 | 46.75 | 761.5631 | 732.1659 | 703.7968 | 735.4221 | 309.4622
2810 | 46.8333 | 761.2769 | 731.3716 | 703.3178 | 735.3223 | 309.3224
2815 | 46.9167 | 761.0259 | 730.5343 | 702.8901 | 735.2271 | 309.193
2820 | 47 | 759.967 | 728.837 | 703.0517 | 735.5314 | 311.3848
2825 | 47.0833 | 759.0502 | 726.9784 | 703.195 | 735.8464 | 313.4101
2830 | 47.1667 | 758.2528 | 725.0033 | 703.3221 | 736.1711 | 315.2814
2835 | 47.25 | 757.5565 | 722.9618 | 703.4347 | 736.5043 | 317.0099
2840 | 47.3333 | 756.9463 | 720.9026 | 703.5346 | 736.8447 | 318.6063
2845 | 47.4167 | 756.4097 | 718.8691 | 703.6233 | 737.1911 | 320.0804
2850 | 47.5 | 755.9365 | 716.8967 | 703.702 | 737.5418 | 321.4414
2855 | 47.5833 | 755.5182 | 715.0124 | 703.7719 | 737.8956 | 322.6978
2860 | 47.6667 | 755.1474 | 713.2347 | 703.8339 | 738.2508 | 323.8575
2865 | 47.75 | 754.818 | 711.5748 | 703.889 | 738.606 | 324.9279
2870 | 47.8333 | 754.525 | 710.0384 | 703.9379 | 738.9596 | 325.9156
2875 | 47.9167 | 754.2638 | 708.6265 | 703.9813 | 739.3104 | 326.8269
2880 | 48 | 753.2151 | 706.0508 | 705.3463 | 740.218 | 331.4385
2885 | 48.0833 | 752.2972 | 703.6717 | 706.541 | 741.1563 | 335.6808
2890 | 48.1667 | 751.4897 | 701.4947 | 707.5892 | 742.1154 | 339.5817
2895 | 48.25 | 750.7758 | 699.5171 | 708.5111 | 743.0849 | 343.167
2900 | 48.3333 | 750.1422 | 697.7312 | 709.3237 | 744.0545 | 346.461
2905 | 48.4167 | 749.5774 | 696.1262 | 710.0415 | 745.0145 | 349.4864
2910 | 48.5 | 749.0723 | 694.6891 | 710.6769 | 745.9558 | 352.2641
2915 | 48.5833 | 748.6191 | 693.4066 | 711.2403 | 746.8705 | 354.8136
2920 | 48.6667 | 748.2112 | 692.2649 | 711.7408 | 747.7518 | 357.153
2925 | 48.75 | 747.843 | 691.2508 | 712.186 | 748.5944 | 359.2991
2930 | 48.8333 | 747.5099 | 690.3516 | 712.5827 | 749.3942 | 361.2674
2935 | 48.9167 | 747.2078 | 689.5554 | 712.9367 | 750.1484 | 363.0723
2940 | 49 | 746.1963 | 687.568 | 714.6476 | 751.7039 | 368.8985
2945 | 49.0833 | 745.3042 | 685.7993 | 716.1381 | 753.1919 | 374.2204
2950 | 49.1667 | 744.5129 | 684.2296 | 717.4419 | 754.5985 | 379.0788
2955 | 49.25 | 743.8074 | 682.8398 | 718.5869 | 755.9143 | 383.5114
2960 | 49.3333 | 743.1752 | 681.6114 | 719.5964 | 757.1336 | 387.5535
2965 | 49.4167 | 742.6063 | 680.5273 | 720.4898 | 758.2542 | 391.238
2970 | 49.5 | 742.092 | 679.5717 | 721.2834 | 759.2766 | 394.595
2975 | 49.5833 | 741.6255 | 678.7304 | 721.9908 | 760.2035 | 397.6525
2980 | 49.6667 | 741.2006 | 677.9902 | 722.6234 | 761.0391 | 400.4363
2985 | 49.75 | 740.8124 | 677.3395 | 723.1909 | 761.7888 | 402.9701
2990 | 49.8333 | 740.4565 | 676.7678 | 723.7016 | 762.4586 | 405.2757
2995 | 49.9167 | 740.1294 | 676.2658 | 724.1624 | 763.0547 | 407.3733
3000 | 50 | 739.2685 | 674.3939 | 725.3618 | 764.5503 | 412.7139
3005 | 50.0833 | 738.513 | 672.7421 | 726.4112 | 765.8926 | 417.5546
3010 | 50.1667 | 737.8466 | 671.2869 | 727.3336 | 767.0886 | 421.9398
3015 | 50.25 | 737.2559 | 670.0063 | 728.1482 | 768.1476 | 425.9106
3020 | 50.3333 | 736.7301 | 668.8805 | 728.8707 | 769.0802 | 429.5045
3025 | 50.4167 | 736.26 | 667.8916 | 729.5142 | 769.8979 | 432.7561
3030 | 50.5 | 735.8383 | 667.0236 | 730.0898 | 770.6119 | 435.697
3035 | 50.5833 | 735.4586 | 666.2621 | 730.6066 | 771.2335 | 438.3562
3040 | 50.6667 | 735.1157 | 665.5943 | 731.0724 | 771.773 | 440.76
3045 | 50.75 | 734.8051 | 665.0089 | 731.4937 | 772.2401 | 442.9323
3050 | 50.8333 | 734.4936 | 664.4959 | 731.876 | 772.6437 | 444.8952
3055 | 50.9167 | 734.1653 | 664.0465 | 732.2242 | 772.9918 | 446.6684
3060 | 51 | 733.4162 | 662.0882 | 732.8668 | 774.242 | 451.1506
3065 | 51.0833 | 732.5753 | 660.3655 | 733.4277 | 775.3275 | 455.1861
3070 | 51.1667 | 731.6482 | 658.8515 | 733.9189 | 776.2657 | 458.818
3075 | 51.25 | 730.6442 | 657.5219 | 734.3504 | 777.0732 | 462.0855
3080 | 51.3333 | 729.5764 | 656.3551 | 734.7307 | 777.766 | 465.0244
3085 | 51.4167 | 728.4605 | 655.3316 | 735.0667 | 778.3587 | 467.6669
3090 | 51.5 | 727.3135 | 654.4341 | 735.3748 | 778.8645 | 470.0426
3095 | 51.5833 | 726.1527 | 653.6474 | 735.695 | 779.2953 | 472.1779
3100 | 51.6667 | 724.9947 | 652.958 | 736.0265 | 779.6616 | 474.0967
3105 | 51.75 | 723.8543 | 652.354 | 736.368 | 779.9727 | 475.8209
3110 | 51.8333 | 722.7442 | 651.825 | 736.7183 | 780.2365 | 477.3699
3115 | 51.9167 | 721.6747 | 651.3616 | 737.076 | 780.4601 | 478.7614
3120 | 52 | 719.2899 | 649.254 | 737.6394 | 781.5424 | 482.4733
3125 | 52.0833 | 716.9403 | 647.4016 | 738.2243 | 782.4643 | 485.7973
3130 | 52.1667 | 714.6698 | 645.7743 | 738.8267 | 783.2468 | 488.7733
3135 | 52.25 | 712.5107 | 644.3455 | 739.4425 | 783.909 | 491.4372
3140 | 52.3333 | 710.4843 | 643.0915 | 740.0673 | 784.468 | 493.8212
3145 | 52.4167 | 708.6025 | 641.9911 | 740.6966 | 784.939 | 495.9544
3150 | 52.5 | 706.8701 | 641.0258 | 741.3259 | 785.3352 | 497.8629
3155 | 52.5833 | 705.2866 | 640.1792 | 741.9509 | 785.6679 | 499.5702
3160 | 52.6667 | 703.8476 | 639.4366 | 742.5673 | 785.947 | 501.0974
3165 | 52.75 | 702.5462 | 638.7855 | 743.1715 | 786.181 | 502.4634
3170 | 52.8333 | 701.3738 | 638.2146 | 743.7601 | 786.3769 | 503.685
3175 | 52.9167 | 700.3212 | 637.7141 | 744.3302 | 786.5408 | 504.7775
3180 | 53 | 697.5879 | 637.6945 | 747.9861 | 791.5841 | 515.9274
3185 | 53.0833 | 695.1087 | 637.6773 | 752.0051 | 795.9255 | 525.7667
3190 | 53.1667 | 692.8747 | 637.6623 | 756.2263 | 799.6023 | 534.4437
3195 | 53.25 | 690.872 | 637.6491 | 760.4813 | 802.6769 | 542.092
3200 | 53.3333 | 689.0838 | 637.6376 | 764.6204 | 805.2225 | 548.8315
3205 | 53.4167 | 687.4925 | 637.6275 | 768.5275 | 807.3137 | 554.7689
3210 | 53.5 | 686.0801 | 637.6186 | 772.1251 | 809.021 | 559.9989
3215 | 53.5833 | 684.829 | 637.6108 | 775.371 | 810.408 | 564.6057
3220 | 53.6667 | 683.7229 | 637.604 | 778.2512 | 811.5306 | 568.6632
3225 | 53.75 | 682.7464 | 637.5981 | 780.7727 | 812.4363 | 572.2371
3230 | 53.8333 | 681.8852 | 637.5929 | 782.9558 | 813.1653 | 575.3851
3235 | 53.9167 | 681.1266 | 637.5883 | 784.8291 | 813.7508 | 578.1581
3240 | 54 | 675.82 | 633.2069 | 780.2455 | 810.1272 | 574.5622
3245 | 54.0833 | 671.0587 | 629.3396 | 776.5317 | 807.2627 | 571.3642
3250 | 54.1667 | 666.8132 | 625.9286 | 773.4898 | 804.9825 | 568.5204
3255 | 54.25 | 663.0443 | 622.9213 | 770.9739 | 803.1568 | 565.9918
3260 | 54.3333 | 659.709 | 620.2707 | 768.8751 | 801.688 | 563.7435
3265 | 54.4167 | 656.7642 | 617.9347 | 767.1106 | 800.5016 | 561.7446
3270 | 54.5 | 654.1688 | 615.8762 | 765.6169 | 799.5401 | 559.9674
3275 | 54.5833 | 651.8841 | 614.0622 | 764.3449 | 798.7589 | 558.3874
3280 | 54.6667 | 649.8749 | 612.4637 | 763.2555 | 798.1228 | 556.9828
3285 | 54.75 | 648.1092 | 611.055 | 762.3182 | 797.6037 | 555.7341
3290 | 54.8333 | 646.5586 | 609.8135 | 761.5081 | 797.1796 | 554.624
3295 | 54.9167 | 645.1973 | 608.7193 | 760.8053 | 796.8326 | 553.6371
3300 | 55 | 642.5823 | 604.2353 | 754.1454 | 791.7568 | 544.1714
3305 | 55.0833 | 640.2816 | 600.2667 | 749.0305 | 787.6978 | 535.6512
3310 | 55.1667 | 638.2587 | 596.7539 | 745.0816 | 784.4169 | 527.9827
3315 | 55.25 | 636.4806 | 593.6188 | 742.02 | 781.7401 | 521.0808
3320 | 55.3333 | 634.9182 | 590.8399 | 739.6384 | 779.5384 | 514.8688
3325 | 55.4167 | 633.5457 | 588.377 | 737.7806 | 777.7146 | 509.277
3330 | 55.5 | 632.3402 | 586.1946 | 736.328 | 776.1946 | 504.2428
3335 | 55.5833 | 631.2815 | 584.2608 | 735.1903 | 774.921 | 499.7102
3340 | 55.6667 | 630.3518 | 582.5475 | 734.2979 | 773.8487 | 495.6283
3345 | 55.75 | 629.5355 | 581.0297 | 733.3 | 772.9425 | 491.9518
3350 | 55.8333 | 628.8188 | 579.6851 | 732.1218 | 772.1737 | 488.64
3355 | 55.9167 | 628.1895 | 578.494 | 730.7678 | 771.5197 | 485.656
3360 | 56 | 626.7923 | 575.3373 | 728.3524 | 770.0254 | 480.9144
3365 | 56.0833 | 625.5641 | 572.532 | 725.5461 | 768.7612 | 476.6306
3370 | 56.1667 | 624.4844 | 570.0393 | 722.444 | 767.6862 | 472.7596
3375 | 56.25 | 623.5354 | 567.8243 | 719.165 | 766.7679 | 469.2607
3380 | 56.3333 | 622.7013 | 565.8563 | 715.8282 | 765.9805 | 466.0976
3385 | 56.4167 | 621.9681 | 564.1078 | 712.536 | 765.303 | 463.2374
3390 | 56.5 | 621.3237 | 562.5544 | 709.3663 | 764.7182 | 460.6507
3395 | 56.5833 | 620.7574 | 561.1743 | 706.3726 | 764.2121 | 458.3108
3400 | 56.6667 | 620.2595 | 559.9483 | 703.5867 | 763.773 | 456.1938
3405 | 56.75 | 619.822 | 558.859 | 701.0241 | 763.3914 | 454.2783
3410 | 56.8333 | 619.4374 | 557.8914 | 698.688 | 763.059 | 452.5447
3415 | 56.9167 | 619.0993 | 557.0318 | 696.5735 | 762.7691 | 450.9756
3420 | 57 | 617.9225 | 553.9533 | 692.2175 | 761.6257 | 447.2395
3425 | 57.0833 | 616.8868 | 551.2091 | 688.2467 | 760.64 | 443.8488
3430 | 57.1667 | 615.9754 | 548.7629 | 684.6615 | 759.7864 | 440.7706
3435 | 57.25 | 615.1733 | 546.5825 | 681.4471 | 759.044 | 437.9756
3440 | 57.3333 | 614.4675 | 544.6389 | 678.5801 | 758.396 | 435.4371
3445 | 57.4167 | 613.8462 | 542.9065 | 676.0332 | 757.8284 | 433.1311
3450 | 57.5 | 613.2995 | 541.3622 | 673.7775 | 757.3298 | 431.0358
3455 | 57.5833 | 612.8183 | 539.9856 | 671.7844 | 756.8907 | 429.1317
3460 | 57.6667 | 612.3947 | 538.7585 | 670.0265 | 756.5029 | 427.401
3465 | 57.75 | 612.0219 | 537.6646 | 668.4784 | 756.1598 | 425.8278
3470 | 57.8333 | 611.6938 | 536.6895 | 667.1166 | 755.8557 | 424.3974
3475 | 57.9167 | 611.405 | 535.8203 | 665.9198 | 755.5855 | 423.0967
3480 | 58 | 610.236 | 532.4825 | 661.7782 | 754.5114 | 419.3048
3485 | 58.0833 | 609.2059 | 529.4963 | 658.1103 | 753.5736 | 415.8471
3490 | 58.1667 | 608.298 | 526.8246 | 654.87 | 752.7506 | 412.6934
3495 | 58.25 | 607.4979 | 524.4342 | 652.0126 | 752.025 | 409.8161
3500 | 58.3333 | 606.7928 | 522.2953 | 649.4963 | 751.3826 | 407.1902
3505 | 58.4167 | 606.1712 | 520.3813 | 647.2825 | 750.8117 | 404.7932
3510 | 58.5 | 605.6234 | 518.6686 | 645.3364 | 750.3025 | 402.6047
3515 | 58.5833 | 605.1404 | 517.1359 | 643.6265 | 749.8468 | 400.606
3520 | 58.6667 | 604.7147 | 515.7642 | 642.1249 | 749.438 | 398.7804
3525 | 58.75 | 604.3394 | 514.5365 | 640.8066 | 749.0701 | 397.1127
3530 | 58.8333 | 604.0086 | 513.4377 | 639.6495 | 748.7382 | 395.5888
3535 | 58.9167 | 603.7169 | 512.4541 | 638.6342 | 748.4382 | 394.1962
3540 | 59 | 602.5079 | 508.7099 | 634.1413 | 747.4333 | 389.9588
3545 | 59.0833 | 601.4409 | 505.3459 | 630.1749 | 746.547 | 386.0752
3550 | 59.1667 | 600.4991 | 502.3232 | 626.6761 | 745.761 | 382.5145
3555 | 59.25 | 599.6677 | 499.6067 | 623.5911 | 745.0605 | 379.2487
3560 | 59.3333 | 598.9291 | 497.1652 | 620.872 | 744.4331 | 376.2524
3565 | 59.4167 | 598.2773 | 494.9707 | 618.4756 | 743.8688 | 373.5027
3570 | 59.5 | 597.702 | 492.9979 | 616.3639 | 743.3592 | 370.9784
3575 | 59.5833 | 597.1943 | 491.2242 | 614.503 | 742.8972 | 368.6606
3580 | 59.6667 | 596.7464 | 489.6295 | 612.8632 | 742.4769 | 366.5318
3585 | 59.75 | 596.3511 | 488.1954 | 611.4182 | 742.0933 | 364.5763
3590 | 59.8333 | 596.0022 | 486.9059 | 610.1447 | 741.7422 | 362.7794
3595 | 59.9167 | 595.6944 | 485.7461 | 609.0224 | 741.4198 | 361.1282
3600 | 60 | 594.4227 | 481.9206 | 604.9623 | 740.5643 | 357.6041
3605 | 60.0833 | 593.2988 | 478.4682 | 601.3708 | 739.8085 | 354.3592
3610 | 60.1667 | 592.3055 | 475.352 | 598.1935 | 739.1373 | 351.3703
3615 | 60.25 | 591.4276 | 472.5388 | 595.3618 | 738.5383 | 348.6165
3620 | 60.3333 | 590.6519 | 469.9986 | 592.8535 | 738.0013 | 346.0786
3625 | 60.4167 | 589.9665 | 467.7046 | 590.6321 | 737.5179 | 343.739
3630 | 60.5 | 589.3608 | 465.6326 | 588.6649 | 737.081 | 341.5817
3635 | 60.5833 | 588.8256 | 463.7608 | 586.9231 | 736.6847 | 339.5921
3640 | 60.6667 | 588.3527 | 462.0697 | 585.3808 | 736.324 | 337.7567
3645 | 60.75 | 587.9348 | 460.5416 | 584.0154 | 735.9948 | 336.0634
3650 | 60.8333 | 587.5656 | 459.1607 | 582.8067 | 735.6933 | 334.5008
3655 | 60.9167 | 587.2394 | 457.9127 | 581.7366 | 735.4164 | 333.0586
3660 | 61 | 585.9023 | 454.8286 | 577.8106 | 734.8558 | 330.1488
3665 | 61.0833 | 584.7189 | 452.0349 | 574.3191 | 734.3357 | 327.4593
3670 | 61.1667 | 583.6717 | 449.5035 | 571.2143 | 733.7588 | 324.9727
3675 | 61.25 | 582.745 | 447.2095 | 568.4537 | 733.1266 | 322.6732
3680 | 61.3333 | 581.9249 | 445.1302 | 565.9992 | 732.4428 | 320.5461
3685 | 61.4167 | 581.1992 | 443.2452 | 563.8172 | 731.7128 | 318.5782
3690 | 61.5 | 580.5571 | 441.5361 | 561.8773 | 730.9436 | 316.7571
3695 | 61.5833 | 579.989 | 439.9862 | 560.1528 | 730.1436 | 315.0716
3700 | 61.6667 | 579.4863 | 438.5806 | 558.6198 | 729.3218 | 313.5114
3705 | 61.75 | 579.0415 | 437.3056 | 557.2571 | 728.4877 | 312.0669
3710 | 61.8333 | 578.6479 | 436.149 | 556.0457 | 727.6507 | 310.7294
3715 | 61.9167 | 578.2997 | 435.0997 | 554.9689 | 726.8194 | 309.4907
3720 | 62 | 576.8889 | 432.1088 | 550.7305 | 725.1361 | 306.7228
3725 | 62.0833 | 575.6385 | 429.3893 | 546.9449 | 723.4237 | 304.1558
3730 | 62.1667 | 574.5303 | 426.9158 | 543.5636 | 721.7157 | 301.7747
3735 | 62.25 | 573.5482 | 424.6658 | 540.5436 | 720.0409 | 299.5653
3740 | 62.3333 | 572.6779 | 422.6186 | 537.8462 | 718.423 | 297.515
3745 | 62.4167 | 571.9066 | 420.7555 | 535.4369 | 716.8796 | 295.6119
3750 | 62.5 | 571.2231 | 419.0598 | 533.2849 | 715.4231 | 293.8451
3755 | 62.5833 | 570.6174 | 417.5161 | 531.3627 | 714.061 | 292.2046
3760 | 62.6667 | 570.0806 | 416.1106 | 529.6456 | 712.7969 | 290.6811
3765 | 62.75 | 569.605 | 414.8308 | 528.1118 | 711.6314 | 289.2661
3770 | 62.8333 | 569.1836 | 413.6653 | 526.7416 | 710.5627 | 287.9516
3775 | 62.9167 | 568.8101 | 412.6038 | 525.5175 | 709.5872 | 286.7304
3780 | 63 | 567.3169 | 409.511 | 520.7777 | 707.0723 | 283.9279
3785 | 63.0833 | 565.9914 | 406.6878 | 516.5223 | 704.7442 | 281.3205
3790 | 63.1667 | 564.8148 | 404.1102 | 512.7015 | 702.6095 | 278.8943
3795 | 63.25 | 563.7704 | 401.7561 | 509.2706 | 700.6668 | 276.636
3800 | 63.3333 | 562.8434 | 399.6057 | 506.1894 | 698.9095 | 274.5337
3805 | 63.4167 | 562.0205 | 397.641 | 503.422 | 697.3279 | 272.5762
3810 | 63.5 | 561.2901 | 395.8456 | 500.9362 | 695.9099 | 270.7533
3815 | 63.5833 | 560.6418 | 394.2045 | 498.7031 | 694.6429 | 269.0554
3820 | 63.6667 | 560.0664 | 392.7044 | 496.6969 | 693.5137 | 267.4737
3825 | 63.75 | 559.5556 | 391.3328 | 494.8942 | 692.5097 | 266
3830 | 63.8333 | 559.1023 | 390.0787 | 493.2743 | 691.6186 | 264.6269
3835 | 63.9167 | 558.6999 | 388.9317 | 491.8186 | 690.8289 | 263.3473
3840 | 64 | 557.1144 | 385.6614 | 486.8645 | 687.8175 | 260.4304
3845 | 64.0833 | 555.7046 | 382.6641 | 482.3921 | 685.1183 | 257.7083
3850 | 64.1667 | 554.451 | 379.9162 | 478.3535 | 682.7104 | 255.1675
3855 | 64.25 | 553.3363 | 377.3963 | 474.706 | 680.5704 | 252.7953
3860 | 64.3333 | 552.3451 | 375.0849 | 471.411 | 678.6739 | 250.5801
3865 | 64.4167 | 551.4638 | 372.9643 | 468.4339 | 676.997 | 248.5112
3870 | 64.5 | 550.6801 | 371.0182 | 465.7433 | 675.5171 | 246.5786
3875 | 64.5833 | 549.9833 | 369.232 | 463.3115 | 674.2129 | 244.7731
3880 | 64.6667 | 549.3637 | 367.5922 | 461.113 | 673.0649 | 243.0861
3885 | 64.75 | 548.8127 | 366.0866 | 459.1252 | 672.0554 | 241.5095
3890 | 64.8333 | 548.3228 | 364.7039 | 457.3276 | 671.1684 | 240.036
3895 | 64.9167 | 547.8872 | 363.434 | 455.7019 | 670.3897 | 238.6588
3900 | 65 | 546.1978 | 359.9394 | 451.3253 | 666.5562 | 235.5775
3905 | 65.0833 | 544.6929 | 356.7229 | 447.3536 | 663.1586 | 232.6932
3910 | 65.1667 | 543.3521 | 353.7613 | 443.7483 | 660.1554 | 229.9926
3915 | 65.25 | 542.1577 | 351.0337 | 440.4748 | 657.5062 | 227.4637
3920 | 65.3333 | 541.0936 | 348.5209 | 437.5017 | 655.1729 | 225.095
3925 | 65.4167 | 540.1456 | 346.2053 | 434.8008 | 653.1201 | 222.8761
3930 | 65.5 | 539.301 | 344.0711 | 432.3466 | 651.3156 | 220.7972
3935 | 65.5833 | 538.5485 | 342.1035 | 430.1162 | 649.7307 | 218.8492
3940 | 65.6667 | 537.8781 | 340.2892 | 428.0887 | 648.3392 | 217.0236
3945 | 65.75 | 537.2808 | 338.616 | 426.2454 | 647.1181 | 215.3126
3950 | 65.8333 | 536.7487 | 337.0726 | 424.5693 | 646.0469 | 213.7087
3955 | 65.9167 | 536.2746 | 335.6487 | 423.0449 | 645.1074 | 212.2052
3960 | 66 | 534.4678 | 331.8847 | 418.5793 | 639.8431 | 208.9126
3965 | 66.0833 | 532.8549 | 328.4046 | 414.5047 | 635.188 | 205.8211
3970 | 66.1667 | 531.4151 | 325.1861 | 410.7857 | 631.0773 | 202.918
3975 | 66.25 | 530.1297 | 322.2084 | 407.39 | 627.4504 | 200.1912
3980 | 66.3333 | 528.9822 | 319.4527 | 404.2885 | 624.2521 | 197.6297
3985 | 66.4167 | 527.9577 | 316.9019 | 401.455 | 621.4328 | 195.2232
3990 | 66.5 | 527.043 | 314.54 | 398.8656 | 618.9481 | 192.9619
3995 | 66.5833 | 526.2264 | 312.3526 | 396.4988 | 616.7584 | 190.8368
4000 | 66.6667 | 525.4973 | 310.3263 | 394.3348 | 614.8287 | 188.8396
4005 | 66.75 | 524.8463 | 308.4489 | 392.3558 | 613.1283 | 186.9624
4010 | 66.8333 | 524.2651 | 306.7092 | 390.5458 | 611.6298 | 185.1978
4015 | 66.9167 | 523.7461 | 305.0968 | 388.8899 | 610.3092 | 183.5389
4020 | 67 | 521.9634 | 301.4832 | 385.6067 | 608.4143 | 181.7047
4025 | 67.0833 | 520.3687 | 298.1279 | 382.5976 | 606.7426 | 179.9798
4030 | 67.1667 | 518.9423 | 295.0113 | 379.8388 | 605.2679 | 178.3576
4035 | 67.25 | 517.6662 | 292.1157 | 377.3088 | 603.9666 | 176.8319
4040 | 67.3333 | 516.5246 | 289.4247 | 374.9881 | 602.8184 | 175.3967
4045 | 67.4167 | 515.5033 | 286.9231 | 372.8589 | 601.8051 | 174.0467
4050 | 67.5 | 514.5896 | 284.5972 | 370.9049 | 600.9108 | 172.7768
4055 | 67.5833 | 513.772 | 282.4341 | 369.1114 | 600.1215 | 171.5822
4060 | 67.6667 | 513.0406 | 280.422 | 367.4649 | 599.4247 | 170.4583
4065 | 67.75 | 512.3861 | 278.5501 | 365.953 | 598.8057 | 169.4009
4070 | 67.8333 | 511.8005 | 276.8083 | 364.5646 | 598.2595 | 168.4061
4075 | 67.9167 | 511.2765 | 275.1872 | 363.2894 | 597.7775 | 167.4701
4080 | 68 | 509.3926 | 271.4224 | 360.2701 | 596.5846 | 166.3116
4085 | 68.0833 | 507.7038 | 267.9122 | 357.492 | 595.5308 | 165.2212
4090 | 68.1667 | 506.1898 | 264.6384 | 354.9352 | 594.5998 | 164.195
4095 | 68.25 | 504.8323 | 261.5841 | 352.5814 | 593.7774 | 163.2292
4100 | 68.3333 | 503.6151 | 258.734 | 350.414 | 593.051 | 162.3201
4105 | 68.4167 | 502.5236 | 256.0738 | 348.4178 | 592.4094 | 161.4645
4110 | 68.5 | 501.5449 | 253.5902 | 346.5789 | 591.8427 | 160.6591
4115 | 68.5833 | 500.6672 | 251.2712 | 344.8846 | 591.3422 | 159.901
4120 | 68.6667 | 499.8801 | 249.1053 | 343.3233 | 590.9001 | 159.1875
4125 | 68.75 | 499.1741 | 247.0821 | 341.8842 | 590.5096 | 158.5158
4130 | 68.8333 | 498.541 | 245.192 | 340.5576 | 590.1648 | 157.8835
4135 | 68.9167 | 497.9731 | 243.4259 | 339.3346 | 589.8603 | 157.2883
4140 | 69 | 495.9429 | 239.3549 | 336.2776 | 588.7915 | 156.4486
4145 | 69.0833 | 494.1184 | 235.5436 | 333.4544 | 587.8464 | 155.658
4150 | 69.1667 | 492.4786 | 231.9744 | 330.8463 | 587.0106 | 154.9135
4155 | 69.25 | 491.0048 | 228.6309 | 328.4363 | 586.2717 | 154.2125
4160 | 69.3333 | 489.68 | 225.4982 | 326.2088 | 585.6183 | 153.5524
4165 | 69.4167 | 488.4891 | 222.5623 | 324.1496 | 585.0406 | 152.9309
4170 | 69.5 | 487.4185 | 219.8104 | 322.2456 | 584.5298 | 152.3456
4175 | 69.5833 | 486.4559 | 217.2304 | 320.4846 | 584.0782 | 151.7945
4180 | 69.6667 | 485.5905 | 214.8112 | 318.8558 | 583.679 | 151.2755
4185 | 69.75 | 484.8123 | 212.5423 | 317.3488 | 583.326 | 150.7868
4190 | 69.8333 | 484.1126 | 210.4143 | 315.9545 | 583.0139 | 150.3266
4195 | 69.9167 | 483.4833 | 208.4181 | 314.6641 | 582.738 | 149.8932
4200 | 70 | 481.2937 | 204.0306 | 311.471 | 581.6656 | 149.2075
4205 | 70.0833 | 479.3207 | 199.9062 | 308.5109 | 580.7163 | 148.5617
4210 | 70.1667 | 477.5427 | 196.0281 | 305.7662 | 579.8759 | 147.9533
4215 | 70.25 | 475.9404 | 192.3809 | 303.2204 | 579.1321 | 147.3803
4220 | 70.3333 | 474.4961 | 188.95 | 300.8586 | 578.4737 | 146.8405
4225 | 70.4167 | 473.1942 | 185.7222 | 298.667 | 577.8909 | 146.3321
4230 | 70.5 | 472.0205 | 182.6848 | 296.6329 | 577.375 | 145.8532
4235 | 70.5833 | 470.9623 | 179.8263 | 294.7446 | 576.9184 | 145.4021
4240 | 70.6667 | 470.0082 | 177.1357 | 292.9914 | 576.5143 | 144.9771
4245 | 70.75 | 469.1479 | 174.6029 | 291.3632 | 576.1567 | 144.5768
4250 | 70.8333 | 468.3722 | 172.2184 | 289.8511 | 575.8401 | 144.1998
4255 | 70.9167 | 467.6726 | 169.9733 | 288.4465 | 575.5599 | 143.8446
4260 | 71 | 465.4246 | 167.378 | 285.206 | 574.4772 | 143.2468
4265 | 71.0833 | 463.3935 | 164.9332 | 282.191 | 573.5177 | 142.6837
4270 | 71.1667 | 461.558 | 162.6297 | 279.3851 | 572.6674 | 142.153
4275 | 71.25 | 459.8992 | 160.4594 | 276.7731 | 571.9138 | 141.6531
4280 | 71.3333 | 458.3997 | 158.4144 | 274.341 | 571.2461 | 141.182
4285 | 71.4167 | 457.0442 | 156.4874 | 272.076 | 570.6544 | 140.7381
4290 | 71.5 | 455.8187 | 154.6713 | 269.9661 | 570.1301 | 140.3199
4295 | 71.5833 | 454.7107 | 152.9599 | 268.0004 | 569.6655 | 139.9258
4300 | 71.6667 | 453.7087 | 151.3469 | 266.1687 | 569.2538 | 139.5545
4305 | 71.75 | 452.8025 | 149.8268 | 264.4616 | 568.889 | 139.2047
4310 | 71.8333 | 451.9831 | 148.394 | 262.8705 | 568.5657 | 138.875
4315 | 71.9167 | 451.2419 | 147.0435 | 261.3872 | 568.2793 | 138.5644
4320 | 72 | 448.7882 | 145.2794 | 257.9398 | 567.1511 | 138.0078
4325 | 72.0833 | 446.5644 | 143.6158 | 254.7208 | 566.1501 | 137.4832
4330 | 72.1667 | 444.5487 | 142.047 | 251.714 | 565.262 | 136.9888
4335 | 72.25 | 442.7212 | 140.5677 | 248.9049 | 564.474 | 136.5228
4340 | 72.3333 | 441.0642 | 139.1725 | 246.2798 | 563.7749 | 136.0837
4345 | 72.4167 | 439.5616 | 137.8568 | 243.8263 | 563.1546 | 135.6698
4350 | 72.5 | 438.1987 | 136.6159 | 241.5326 | 562.6043 | 135.2797
4355 | 72.5833 | 436.9625 | 135.4457 | 239.388 | 562.1161 | 134.912
4360 | 72.6667 | 435.841 | 134.3421 | 237.3824 | 561.6829 | 134.5655
4365 | 72.75 | 434.8235 | 133.3012 | 235.5067 | 561.2986 | 134.2389
4370 | 72.8333 | 433.9003 | 132.3196 | 233.7521 | 560.9576 | 133.9312
4375 | 72.9167 | 433.0626 | 131.3938 | 232.1106 | 560.6552 | 133.6411
4380 | 73 | 430.3226 | 130.0255 | 228.3537 | 559.4717 | 133.1044
4385 | 73.0833 | 427.8309 | 128.7345 | 224.8326 | 558.4204 | 132.5985
4390 | 73.1667 | 425.5646 | 127.5163 | 221.5318 | 557.4864 | 132.1215
4395 | 73.25 | 423.5029 | 126.3669 | 218.4367 | 556.6566 | 131.6719
4400 | 73.3333 | 421.6268 | 125.2823 | 215.534 | 555.9195 | 131.248
4405 | 73.4167 | 419.9195 | 124.259 | 212.8111 | 555.2646 | 130.8484
4410 | 73.5 | 418.3656 | 123.2934 | 210.2565 | 554.6829 | 130.4717
4415 | 73.5833 | 416.9509 | 122.3823 | 207.8594 | 554.166 | 130.1166
4420 | 73.6667 | 415.6629 | 121.5227 | 205.6098 | 553.7069 | 129.7819
4425 | 73.75 | 414.4901 | 120.7116 | 203.4983 | 553.299 | 129.4663
4430 | 73.8333 | 413.422 | 119.9462 | 201.5163 | 552.9367 | 129.1688
4435 | 73.9167 | 412.4493 | 119.2241 | 199.6555 | 552.6148 | 128.8883
4440 | 74 | 409.352 | 118.0704 | 195.6021 | 551.3867 | 128.3685
4445 | 74.0833 | 406.5248 | 116.9814 | 191.7895 | 550.2942 | 127.8783
4450 | 74.1667 | 403.9433 | 115.9534 | 188.2024 | 549.3223 | 127.4161
4455 | 74.25 | 401.5856 | 114.983 | 184.8269 | 548.4577 | 126.9803
4460 | 74.3333 | 399.4318 | 114.067 | 181.6501 | 547.6886 | 126.5694
4465 | 74.4167 | 397.464 | 113.2024 | 178.6598 | 547.0044 | 126.1819
4470 | 74.5 | 395.6656 | 112.3863 | 175.8445 | 546.3957 | 125.8165
4475 | 74.5833 | 394.0219 | 111.6159 | 173.1939 | 545.8542 | 125.472
4480 | 74.6667 | 392.5192 | 110.8888 | 170.6979 | 545.3725 | 125.1472
4485 | 74.75 | 391.1453 | 110.2025 | 168.3474 | 544.9439 | 124.8409
4490 | 74.8333 | 389.8889 | 109.5547 | 166.1336 | 544.5627 | 124.5521
4495 | 74.9167 | 388.7399 | 108.9433 | 164.0485 | 544.2235 | 124.2797
4500 | 75 | 385.2227 | 108.086 | 161.8315 | 543.0665 | 123.8115
4505 | 75.0833 | 381.9983 | 107.2767 | 159.7426 | 542.036 | 123.3698
4510 | 75.1667 | 379.0415 | 106.5126 | 157.7743 | 541.118 | 122.9533
4515 | 75.25 | 376.3292 | 105.7912 | 155.9196 | 540.3004 | 122.5605
4520 | 75.3333 | 373.8406 | 105.1102 | 154.1718 | 539.5721 | 122.1901
4525 | 75.4167 | 371.5566 | 104.4673 | 152.5246 | 538.9233 | 121.8407
4530 | 75.5 | 369.4599 | 103.8604 | 150.9723 | 538.3455 | 121.5112
4535 | 75.5833 | 367.5347 | 103.2874 | 149.5092 | 537.8308 | 121.2005
4540 | 75.6667 | 365.7668 | 102.7465 | 148.1303 | 537.3722 | 120.9074
4545 | 75.75 | 364.1428 | 102.2359 | 146.8307 | 536.9638 | 120.6311
4550 | 75.8333 | 362.6509 | 101.7539 | 145.6058 | 536.6 | 120.3704
4555 | 75.9167 | 361.2802 | 101.299 | 144.4512 | 536.2759 | 120.1246
4560 | 76 | 357.6961 | 100.5851 | 143.1047 | 535.0757 | 119.6794
4565 | 76.0833 | 354.3958 | 99.9111 | 141.8353 | 534.0052 | 119.2595
4570 | 76.1667 | 351.3559 | 99.2747 | 140.6385 | 533.0504 | 118.8634
4575 | 76.25 | 348.5549 | 98.6737 | 139.5101 | 532.1988 | 118.4897
4580 | 76.3333 | 345.9734 | 98.1064 | 138.4462 | 531.4391 | 118.1373
4585 | 76.4167 | 343.5935 | 97.5706 | 137.4431 | 530.7615 | 117.8048
4590 | 76.5 | 341.399 | 97.0649 | 136.4973 | 530.1571 | 117.4913
4595 | 76.5833 | 339.3749 | 96.5873 | 135.6056 | 529.6179 | 117.1955
4600 | 76.6667 | 337.5077 | 96.1365 | 134.7648 | 529.137 | 116.9165
4605 | 76.75 | 335.7849 | 95.7108 | 133.972 | 528.708 | 116.6534
4610 | 76.8333 | 334.195 | 95.3089 | 133.2246 | 528.3253 | 116.4052
4615 | 76.9167 | 332.7275 | 94.9295 | 132.5198 | 527.9839 | 116.1711
4620 | 77 | 330.009 | 94.283 | 131.5932 | 526.7052 | 115.7349
4625 | 77.0833 | 327.4965 | 93.6725 | 130.7193 | 525.563 | 115.3234
4630 | 77.1667 | 325.1738 | 93.0959 | 129.8952 | 524.5427 | 114.9353
4635 | 77.25 | 323.0261 | 92.5515 | 129.1179 | 523.6313 | 114.569
4640 | 77.3333 | 321.0398 | 92.0373 | 128.3849 | 522.8171 | 114.2235
4645 | 77.4167 | 319.2024 | 91.5518 | 127.6935 | 522.0897 | 113.8976
4650 | 77.5 | 317.5023 | 91.0934 | 127.0415 | 521.4399 | 113.5901
4655 | 77.5833 | 315.9292 | 90.6605 | 126.4266 | 520.8594 | 113.3
4660 | 77.6667 | 314.4733 | 90.2518 | 125.8467 | 520.3407 | 113.0264
4665 | 77.75 | 313.1256 | 89.8658 | 125.2997 | 519.8774 | 112.7682
4670 | 77.8333 | 311.8779 | 89.5014 | 124.7839 | 519.4634 | 112.5247
4675 | 77.9167 | 310.7227 | 89.1573 | 124.2975 | 519.0935 | 112.2949
4680 | 78 | 308.2327 | 88.5401 | 123.5734 | 517.7185 | 111.8609
4685 | 78.0833 | 305.9243 | 87.9572 | 122.8903 | 516.4882 | 111.4513
4690 | 78.1667 | 303.7839 | 87.4067 | 122.246 | 515.3875 | 111.0649
4695 | 78.25 | 301.7988 | 86.8868 | 121.6382 | 514.4026 | 110.7003
4700 | 78.3333 | 299.9573 | 86.3957 | 121.0648 | 513.5213 | 110.3562
4705 | 78.4167 | 298.2489 | 85.932 | 120.5239 | 512.7327 | 110.0316
4710 | 78.5 | 296.6636 | 85.494 | 120.0137 | 512.0269 | 109.7253
4715 | 78.5833 | 295.1923 | 85.0805 | 119.5325 | 511.3954 | 109.4363
4720 | 78.6667 | 293.8267 | 84.6899 | 119.0785 | 510.8303 | 109.1636
4725 | 78.75 | 292.5589 | 84.321 | 118.6502 | 510.3245 | 108.9064
4730 | 78.8333 | 291.3819 | 83.9727 | 118.2463 | 509.8719 | 108.6636
4735 | 78.9167 | 290.2891 | 83.6438 | 117.8652 | 509.4668 | 108.4346
4740 | 79 | 287.7933 | 83.037 | 117.2376 | 507.9799 | 107.9992
4745 | 79.0833 | 285.473 | 82.4638 | 116.6454 | 506.6473 | 107.5883
4750 | 79.1667 | 283.3154 | 81.9224 | 116.0867 | 505.4528 | 107.2005
4755 | 79.25 | 281.3088 | 81.4109 | 115.5596 | 504.382 | 106.8346
4760 | 79.3333 | 279.4421 | 80.9279 | 115.0622 | 503.4222 | 106.4892
4765 | 79.4167 | 277.7053 | 80.4716 | 114.5929 | 502.5618 | 106.1634
4770 | 79.5 | 276.0892 | 80.0407 | 114.1501 | 501.7904 | 105.8558
4775 | 79.5833 | 274.5852 | 79.6337 | 113.7324 | 501.0988 | 105.5656
4780 | 79.6667 | 273.1852 | 79.2493 | 113.3382 | 500.4787 | 105.2918
4785 | 79.75 | 271.882 | 78.8863 | 112.9664 | 499.9228 | 105.0333
4790 | 79.8333 | 270.6687 | 78.5435 | 112.6156 | 499.4243 | 104.7895
4795 | 79.9167 | 269.539 | 78.2197 | 112.2846 | 498.9774 | 104.5593
4800 | 80 | 266.9384 | 77.6136 | 111.7014 | 497.3615 | 104.1208
4805 | 80.0833 | 264.5138 | 77.0411 | 111.1511 | 495.9104 | 103.7069
4810 | 80.1667 | 262.253 | 76.5002 | 110.6317 | 494.6072 | 103.3162
4815 | 80.25 | 260.1444 | 75.9893 | 110.1416 | 493.4367 | 102.9474
4820 | 80.3333 | 258.1774 | 75.5066 | 109.6791 | 492.3853 | 102.5994
4825 | 80.4167 | 256.3424 | 75.0507 | 109.2427 | 491.4409 | 102.2709
4830 | 80.5 | 254.63 | 74.6201 | 108.8308 | 490.5925 | 101.9609
4835 | 80.5833 | 253.032 | 74.2133 | 108.4421 | 489.8303 | 101.6683
4840 | 80.6667 | 251.5405 | 73.8291 | 108.0754 | 489.1456 | 101.3922
4845 | 80.75 | 250.1482 | 73.4662 | 107.7293 | 488.5305 | 101.1316
4850 | 80.8333 | 248.8484 | 73.1235 | 107.4027 | 487.9778 | 100.8856
4855 | 80.9167 | 247.6349 | 72.7998 | 107.0945 | 487.4812 | 100.6534
4860 | 81 | 244.8751 | 72.1897 | 106.5302 | 485.7156 | 100.2108
4865 | 81.0833 | 242.295 | 71.6134 | 105.9977 | 484.1267 | 99.793
4870 | 81.1667 | 239.8824 | 71.0689 | 105.495 | 482.6966 | 99.3986
4875 | 81.25 | 237.626 | 70.5544 | 105.0205 | 481.4094 | 99.0263
4880 | 81.3333 | 235.5153 | 70.0684 | 104.5726 | 480.2505 | 98.6748
4885 | 81.4167 | 233.5407 | 69.6093 | 104.15 | 479.2073 | 98.3431
4890 | 81.5 | 231.6931 | 69.1756 | 103.751 | 478.2681 | 98.0299
4895 | 81.5833 | 229.9641 | 68.766 | 103.3745 | 477.4224 | 97.7344
4900 | 81.6667 | 228.346 | 68.379 | 103.0191 | 476.6609 | 97.4554
4905 | 81.75 | 226.8313 | 68.0134 | 102.6837 | 475.9752 | 97.192
4910 | 81.8333 | 225.4135 | 67.6682 | 102.3671 | 475.3577 | 96.9434
4915 | 81.9167 | 224.0861 | 67.342 | 102.0683 | 474.8016 | 96.7088
4920 | 82 | 221.1248 | 66.7258 | 101.5105 | 472.8611 | 96.2616
4925 | 82.0833 | 218.3485 | 66.1436 | 100.9838 | 471.1105 | 95.8394
4930 | 82.1667 | 215.7452 | 65.5935 | 100.4866 | 469.531 | 95.4409
4935 | 82.25 | 213.3037 | 65.0738 | 100.0173 | 468.1058 | 95.0646
4940 | 82.3333 | 211.0136 | 64.5827 | 99.5742 | 466.8198 | 94.7093
4945 | 82.4167 | 208.8653 | 64.1188 | 99.1559 | 465.6591 | 94.374
4950 | 82.5 | 206.8497 | 63.6806 | 98.7611 | 464.6115 | 94.0574
4955 | 82.5833 | 204.9583 | 63.2666 | 98.3884 | 463.6659 | 93.7585
4960 | 82.6667 | 203.1834 | 62.8755 | 98.0365 | 462.8123 | 93.4763
4965 | 82.75 | 201.5176 | 62.506 | 97.7044 | 462.0417 | 93.21
4970 | 82.8333 | 199.954 | 62.157 | 97.3909 | 461.346 | 92.9585
4975 | 82.9167 | 198.4863 | 61.8274 | 97.095 | 460.7179 | 92.7211
4980 | 83 | 195.2788 | 61.2045 | 96.5376 | 458.5706 | 92.2692
4985 | 83.0833 | 192.2634 | 60.6159 | 96.0112 | 456.6282 | 91.8424
4990 | 83.1667 | 189.428 | 60.0598 | 95.5143 | 454.8711 | 91.4394
4995 | 83.25 | 186.7616 | 59.5343 | 95.0451 | 453.2813 | 91.0589
5000 | 83.3333 | 184.2537 | 59.0378 | 94.6021 | 451.8428 | 90.6997
5005 | 83.4167 | 181.8947 | 58.5688 | 94.1838 | 450.5409 | 90.3605
5010 | 83.5 | 179.6755 | 58.1256 | 93.7889 | 449.3626 | 90.0403
5015 | 83.5833 | 177.5875 | 57.707 | 93.4161 | 448.2961 | 89.7379
5020 | 83.6667 | 175.623 | 57.3115 | 93.0641 | 447.3306 | 89.4525
5025 | 83.75 | 173.7743 | 56.9379 | 92.7318 | 446.4565 | 89.183
5030 | 83.8333 | 172.0346 | 56.5849 | 92.418 | 445.6651 | 88.9285
5035 | 83.9167 | 170.3974 | 56.2516 | 92.1218 | 444.9486 | 88.6883
5040 | 84 | 166.8887 | 55.6232 | 91.5625 | 442.5542 | 88.2314
5045 | 84.0833 | 163.5809 | 55.0294 | 91.0342 | 440.3819 | 87.8
5050 | 84.1667 | 160.4621 | 54.4683 | 90.5354 | 438.4109 | 87.3926
5055 | 84.25 | 157.5213 | 53.9381 | 90.0643 | 436.6222 | 87.0079
5060 | 84.3333 | 154.7479 | 53.4372 | 89.6195 | 434.9986 | 86.6446
5065 | 84.4167 | 152.1324 | 52.964 | 89.1994 | 433.5248 | 86.3016
5070 | 84.5 | 149.6654 | 52.5169 | 88.8028 | 432.1867 | 85.9777
5075 | 84.5833 | 147.3385 | 52.0944 | 88.4283 | 430.9717 | 85.6718
5080 | 84.6667 | 145.1435 | 51.6954 | 88.0746 | 429.8683 | 85.383
5085 | 84.75 | 143.073 | 51.3184 | 87.7407 | 428.8663 | 85.1104
5090 | 84.8333 | 141.1197 | 50.9623 | 87.4255 | 427.9561 | 84.8529
5095 | 84.9167 | 139.2769 | 50.626 | 87.1278 | 427.1294 | 84.6098
5100 | 85 | 135.3955 | 49.9971 | 86.5667 | 424.4361 | 84.1482
5105 | 85.0833 | 131.7265 | 49.4028 | 86.0367 | 421.9845 | 83.7123
5110 | 85.1667 | 128.258 | 48.8412 | 85.5362 | 419.7525 | 83.3006
5115 | 85.25 | 124.9788 | 48.3106 | 85.0635 | 417.72 | 82.9118
5120 | 85.3333 | 121.8785 | 47.8092 | 84.6171 | 415.8689 | 82.5447
5125 | 85.4167 | 118.9473 | 47.3356 | 84.1955 | 414.1826 | 82.1979
5130 | 85.5 | 116.1759 | 46.8881 | 83.7974 | 412.6462 | 81.8705
5135 | 85.5833 | 113.5555 | 46.4654 | 83.4214 | 411.2462 | 81.5613
5140 | 85.6667 | 111.078 | 46.066 | 83.0663 | 409.9704 | 81.2693
5145 | 85.75 | 108.7355 | 45.6888 | 82.731 | 408.8075 | 80.9936
5150 | 85.8333 | 106.5208 | 45.3324 | 82.4144 | 407.7475 | 80.7332
5155 | 85.9167 | 104.4269 | 44.9958 | 82.1154 | 406.7811 | 80.4874
5160 | 86 | 100.1951 | 44.3969 | 81.5601 | 403.7223 | 80.0224
5165 | 86.0833 | 96.1848 | 43.8309 | 81.0357 | 400.9276 | 79.5833
5170 | 86.1667 | 92.3844 | 43.2962 | 80.5403 | 398.3735 | 79.1685
5175 | 86.25 | 88.783 | 42.791 | 80.0724 | 396.0388 | 78.7768
5180 | 86.3333 | 85.3704 | 42.3137 | 79.6305 | 393.904 | 78.4068
5185 | 86.4167 | 82.137 | 41.8627 | 79.2131 | 391.9518 | 78.0574
5190 | 86.5 | 79.0734 | 41.4368 | 78.8189 | 390.166 | 77.7274
5195 | 86.5833 | 76.171 | 41.0344 | 78.4466 | 388.5323 | 77.4157
5200 | 86.6667 | 73.4215 | 40.6542 | 78.0949 | 387.0374 | 77.1214
5205 | 86.75 | 70.8172 | 40.2952 | 77.7629 | 385.6694 | 76.8435
5210 | 86.8333 | 68.3506 | 39.9561 | 77.4492 | 384.4173 | 76.581
5215 | 86.9167 | 66.0147 | 39.6358 | 77.1531 | 383.2711 | 76.3331
5220 | 87 | 63.7775 | 39.2658 | 76.6455 | 379.7651 | 75.8709
5225 | 87.0833 | 61.6591 | 38.9164 | 76.166 | 376.5481 | 75.4344
5230 | 87.1667 | 59.6536 | 38.5863 | 75.7131 | 373.5955 | 75.022
5235 | 87.25 | 57.755 | 38.2746 | 75.2853 | 370.8847 | 74.6325
5240 | 87.3333 | 55.958 | 37.9802 | 74.8812 | 368.3952 | 74.2647
5245 | 87.4167 | 54.2573 | 37.7022 | 74.4995 | 366.1084 | 73.9172
5250 | 87.5 | 52.6478 | 37.4396 | 74.139 | 364.0073 | 73.5891
5255 | 87.5833 | 51.1248 | 37.1916 | 73.7985 | 362.0764 | 73.2791
5260 | 87.6667 | 49.6839 | 36.9574 | 73.477 | 360.3016 | 72.9864
5265 | 87.75 | 48.3208 | 36.7363 | 73.1733 | 358.67 | 72.71
5270 | 87.8333 | 47.0314 | 36.5275 | 72.8864 | 357.1697 | 72.4489
5275 | 87.9167 | 45.8118 | 36.3303 | 72.6155 | 355.79 | 72.2023
5280 | 88 | 44.6324 | 36.0762 | 72.1287 | 352.2077 | 71.7384
5285 | 88.0833 | 43.5171 | 35.8363 | 71.6688 | 348.9063 | 71.3001
5290 | 88.1667 | 42.4624 | 35.6097 | 71.2344 | 345.8628 | 70.8861
5295 | 88.25 | 41.4652 | 35.3957 | 70.8241 | 343.0561 | 70.4951
5300 | 88.3333 | 40.5224 | 35.1937 | 70.4364 | 340.4671 | 70.1257
5305 | 88.4167 | 39.6312 | 35.0029 | 70.0703 | 338.0783 | 69.7768
5310 | 88.5 | 38.7887 | 34.8228 | 69.7245 | 335.8736 | 69.4472
5315 | 88.5833 | 37.9924 | 34.6527 | 69.3978 | 333.8385 | 69.136
5320 | 88.6667 | 37.2398 | 34.4921 | 69.0893 | 331.9595 | 68.842
5325 | 88.75 | 36.5285 | 34.3405 | 68.798 | 330.2242 | 68.5644
5330 | 88.8333 | 35.8564 | 34.1973 | 68.5228 | 328.6215 | 68.3021
5335 | 88.9167 | 35.2213 | 34.0621 | 68.2628 | 327.1409 | 68.0545
5340 | 89 | 34.5948 | 33.8663 | 67.7832 | 324.4247 | 67.5864
5345 | 89.0833 | 34.0029 | 33.6813 | 67.3301 | 321.9123 | 67.1441
5350 | 89.1667 | 33.4437 | 33.5067 | 66.902 | 319.5878 | 66.7264
5355 | 89.25 | 32.9154 | 33.3418 | 66.4977 | 317.4366 | 66.3317
5360 | 89.3333 | 32.4163 | 33.1862 | 66.1157 | 315.4454 | 65.959
5365 | 89.4167 | 31.9448 | 33.0392 | 65.7549 | 313.6019 | 65.6068
5370 | 89.5 | 31.4995 | 32.9004 | 65.4141 | 311.8949 | 65.2742
5375 | 89.5833 | 31.0789 | 32.7694 | 65.0922 | 310.314 | 64.9601
5380 | 89.6667 | 30.6816 | 32.6457 | 64.7881 | 308.8496 | 64.6634
5385 | 89.75 | 30.3064 | 32.529 | 64.5009 | 307.493 | 64.3831
5390 | 89.8333 | 29.9521 | 32.4187 | 64.2297 | 306.2361 | 64.1184
5395 | 89.9167 | 29.6174 | 32.3147 | 63.9735 | 305.0714 | 63.8684
5400 | 90 | 29.2749 | 32.1479 | 63.4941 | 302.5875 | 63.3948
5405 | 90.0833 | 28.9515 | 31.9904 | 63.0412 | 300.283 | 62.9474
5410 | 90.1667 | 28.6461 | 31.8418 | 62.6134 | 298.1444 | 62.5247
5415 | 90.25 | 28.3576 | 31.7014 | 62.2092 | 296.1594 | 62.1255
5420 | 90.3333 | 28.0853 | 31.5689 | 61.8274 | 294.3166 | 61.7483
5425 | 90.4167 | 27.8282 | 31.4439 | 61.4667 | 292.6056 | 61.392
5430 | 90.5 | 27.5854 | 31.3258 | 61.126 | 291.0167 | 61.0554
5435 | 90.5833 | 27.3562 | 31.2143 | 60.8042 | 289.5409 | 60.7375
5440 | 90.6667 | 27.1398 | 31.109 | 60.5002 | 288.17 | 60.4373
5445 | 90.75 | 26.9355 | 31.0097 | 60.2131 | 286.8964 | 60.1536
5450 | 90.8333 | 26.7426 | 30.9159 | 59.9419 | 285.713 | 59.8858
5455 | 90.9167 | 26.5605 | 30.8274 | 59.6858 | 284.6133 | 59.6327
5460 | 91 | 26.362 | 30.6751 | 59.2031 | 282.1265 | 59.153
5465 | 91.0833 | 26.1747 | 30.5313 | 58.7471 | 279.8127 | 58.6997
5470 | 91.1667 | 25.9979 | 30.3956 | 58.3162 | 277.6595 | 58.2715
5475 | 91.25 | 25.8309 | 30.2675 | 57.9092 | 275.6555 | 57.867
5480 | 91.3333 | 25.6733 | 30.1465 | 57.5248 | 273.7899 | 57.4848
5485 | 91.4167 | 25.5246 | 30.0323 | 57.1616 | 272.0528 | 57.1239
5490 | 91.5 | 25.3842 | 29.9245 | 56.8185 | 270.4352 | 56.7829
5495 | 91.5833 | 25.2516 | 29.8228 | 56.4944 | 268.9287 | 56.4608
5500 | 91.6667 | 25.1265 | 29.7267 | 56.1883 | 267.5255 | 56.1565
5505 | 91.75 | 25.0084 | 29.636 | 55.8992 | 266.2182 | 55.8691
5510 | 91.8333 | 24.8969 | 29.5504 | 55.6261 | 265.0003 | 55.5977
5515 | 91.9167 | 24.7917 | 29.4696 | 55.3681 | 263.8654 | 55.3413
5520 | 92 | 24.6659 | 29.3246 | 54.8803 | 261.2753 | 54.855
5525 | 92.0833 | 24.5472 | 29.1877 | 54.4194 | 258.8588 | 54.3955
5530 | 92.1667 | 24.4352 | 29.0584 | 53.984 | 256.6039 | 53.9614
5535 | 92.25 | 24.3295 | 28.9364 | 53.5727 | 254.4994 | 53.5514
5540 | 92.3333 | 24.2297 | 28.8212 | 53.1841 | 252.5349 | 53.164
5545 | 92.4167 | 24.1354 | 28.7125 | 52.817 | 250.7009 | 52.798
5550 | 92.5 | 24.0465 | 28.6098 | 52.4703 | 248.9884 | 52.4523
5555 | 92.5833 | 23.9626 | 28.5129 | 52.1428 | 247.3891 | 52.1258
5560 | 92.6667 | 23.8834 | 28.4214 | 51.8334 | 245.8954 | 51.8173
5565 | 92.75 | 23.8087 | 28.3351 | 51.5412 | 244.5001 | 51.526
5570 | 92.8333 | 23.7381 | 28.2536 | 51.2651 | 243.1967 | 51.2508
5575 | 92.9167 | 23.6715 | 28.1767 | 51.0045 | 241.979 | 50.9909
5580 | 93 | 23.5824 | 28.0354 | 50.5107 | 239.2305 | 50.4979
5585 | 93.0833 | 23.4984 | 27.902 | 50.0442 | 236.6593 | 50.0321
5590 | 93.1667 | 23.419 | 27.7761 | 49.6034 | 234.2535 | 49.592
5595 | 93.25 | 23.3441 | 27.6572 | 49.1871 | 232.002 | 49.1763
5600 | 93.3333 | 23.2734 | 27.545 | 48.7937 | 229.8947 | 48.7835
5605 | 93.4167 | 23.2067 | 27.4391 | 48.4221 | 227.9219 | 48.4125
5610 | 93.5 | 23.1438 | 27.3391 | 48.0712 | 226.0749 | 48.0621
5615 | 93.5833 | 23.0843 | 27.2447 | 47.7396 | 224.3454 | 47.731
5620 | 93.6667 | 23.0283 | 27.1556 | 47.4265 | 222.7257 | 47.4184
5625 | 93.75 | 22.9753 | 27.0715 | 47.1307 | 221.2088 | 47.123
5630 | 93.8333 | 22.9254 | 26.9921 | 46.8513 | 219.7879 | 46.8441
5635 | 93.9167 | 22.8782 | 26.9172 | 46.5874 | 218.4569 | 46.5806
5640 | 94 | 22.8078 | 26.7781 | 46.0875 | 215.5073 | 46.081
5645 | 94.0833 | 22.7414 | 26.6468 | 45.6151 | 212.7404 | 45.609
5650 | 94.1667 | 22.6787 | 26.5228 | 45.1689 | 210.1444 | 45.1631
5655 | 94.25 | 22.6195 | 26.4058 | 44.7473 | 207.7084 | 44.7419
5660 | 94.3333 | 22.5636 | 26.2954 | 44.3491 | 205.4221 | 44.344
5665 | 94.4167 | 22.5109 | 26.1911 | 43.9729 | 203.2762 | 43.9681
5670 | 94.5 | 22.4611 | 26.0927 | 43.6176 | 201.2617 | 43.613
5675 | 94.5833 | 22.4142 | 25.9998 | 43.2819 | 199.3703 | 43.2776
5680 | 94.6667 | 22.3699 | 25.9121 | 42.9649 | 197.5945 | 42.9608
5685 | 94.75 | 22.3281 | 25.8294 | 42.6655 | 195.9268 | 42.6616
5690 | 94.8333 | 22.2886 | 25.7512 | 42.3827 | 194.3608 | 42.379
5695 | 94.9167 | 22.2514 | 25.6775 | 42.1156 | 192.8899 | 42.1121
5700 | 95 | 22.1908 | 25.5402 | 41.6099 | 189.6943 | 41.6067
5705 | 95.0833 | 22.1336 | 25.4106 | 41.1322 | 186.6884 | 41.1291
5710 | 95.1667 | 22.0797 | 25.2882 | 40.6809 | 183.8606 | 40.678
5715 | 95.25 | 22.0287 | 25.1727 | 40.2546 | 181.2 | 40.2519
5720 | 95.3333 | 21.9807 | 25.0637 | 39.8519 | 178.6963 | 39.8493
5725 | 95.4167 | 21.9353 | 24.9608 | 39.4715 | 176.3401 | 39.469
5730 | 95.5 | 21.8925 | 24.8637 | 39.1122 | 174.1224 | 39.1099
5735 | 95.5833 | 21.8522 | 24.772 | 38.7728 | 172.035 | 38.7706
5740 | 95.6667 | 21.814 | 24.6855 | 38.4523 | 170.0699 | 38.4502
5745 | 95.75 | 21.7781 | 24.6038 | 38.1495 | 168.22 | 38.1476
5750 | 95.8333 | 21.7441 | 24.5267 | 37.8636 | 166.4784 | 37.8618
5755 | 95.9167 | 21.7121 | 24.454 | 37.5936 | 164.8386 | 37.5919
5760 | 96 | 21.6573 | 24.319 | 37.0841 | 161.3415 | 37.0824
5765 | 96.0833 | 21.6055 | 24.1915 | 36.6027 | 158.0432 | 36.6011
5770 | 96.1667 | 21.5566 | 24.0712 | 36.148 | 154.932 | 36.1465
5775 | 96.25 | 21.5105 | 23.9577 | 35.7184 | 151.9971 | 35.717
5780 | 96.3333 | 21.467 | 23.8505 | 35.3127 | 149.2282 | 35.3114
5785 | 96.4167 | 21.426 | 23.7493 | 34.9294 | 146.6158 | 34.9282
5790 | 96.5 | 21.3872 | 23.6539 | 34.5674 | 144.1508 | 34.5663
5795 | 96.5833 | 21.3507 | 23.5638 | 34.2256 | 141.8249 | 34.2245
5800 | 96.6667 | 21.3162 | 23.4787 | 33.9027 | 139.63 | 33.9017
5805 | 96.75 | 21.2836 | 23.3984 | 33.5978 | 137.5587 | 33.5968
5810 | 96.8333 | 21.2529 | 23.3227 | 33.3098 | 135.6041 | 33.3089
5815 | 96.9167 | 21.2239 | 23.2512 | 33.0379 | 133.7594 | 33.037
5820 | 97 | 21.1734 | 23.1204 | 32.5298 | 129.8891 | 32.529
5825 | 97.0833 | 21.1257 | 22.9969 | 32.0499 | 126.2292 | 32.0491
5830 | 97.1667 | 21.0808 | 22.8804 | 31.5965 | 122.768 | 31.5958
5835 | 97.25 | 21.0384 | 22.7704 | 31.1683 | 119.4947 | 31.1676
5840 | 97.3333 | 20.9983 | 22.6666 | 30.7638 | 116.3989 | 30.7632
5845 | 97.4167 | 20.9605 | 22.5686 | 30.3818 | 113.471 | 30.3812
5850 | 97.5 | 20.9249 | 22.4761 | 30.0211 | 110.7019 | 30.0205
5855 | 97.5833 | 20.8912 | 22.3889 | 29.6804 | 108.083 | 29.6798
5860 | 97.6667 | 20.8595 | 22.3065 | 29.3586 | 105.6061 | 29.3581
5865 | 97.75 | 20.8295 | 22.2288 | 29.0548 | 103.2636 | 29.0543
5870 | 97.8333 | 20.8013 | 22.1554 | 28.7679 | 101.0483 | 28.7674
5875 | 97.9167 | 20.7746 | 22.0862 | 28.497 | 98.9534 | 28.4966
5880 | 98 | 20.7309 | 21.9687 | 28.0218 | 94.732 | 28.0213
5885 | 98.0833 | 20.6897 | 21.8579 | 27.5729 | 90.7304 | 27.5725
5890 | 98.1667 | 20.6508 | 21.7532 | 27.1489 | 86.9372 | 27.1486
5895 | 98.25 | 20.6141 | 21.6545 | 26.7485 | 83.3419 | 26.7482
5900 | 98.3333 | 20.5795 | 21.5613 | 26.3704 | 79.9342 | 26.3701
5905 | 98.4167 | 20.5468 | 21.4734 | 26.0134 | 76.7047 | 26.013
5910 | 98.5 | 20.516 | 21.3904 | 25.6762 | 73.6442 | 25.6759
5915 | 98.5833 | 20.4869 | 21.312 | 25.3578 | 70.7442 | 25.3575
5920 | 98.6667 | 20.4594 | 21.2381 | 25.0572 | 67.9967 | 25.0569
5925 | 98.75 | 20.4335 | 21.1683 | 24.7733 | 65.3937 | 24.7731
5930 | 98.8333 | 20.4091 | 21.1025 | 24.5054 | 62.9281 | 24.5051
5935 | 98.9167 | 20.386 | 21.0403 | 24.2524 | 60.5927 | 24.2521
5940 | 99 | 20.3642 | 20.9817 | 24.0135 | 58.3811 | 24.0133
5945 | 99.0833 | 20.3437 | 20.9264 | 23.788 | 56.2869 | 23.7878
5950 | 99.1667 | 20.3243 | 20.8742 | 23.5751 | 54.3041 | 23.5749
5955 | 99.25 | 20.306 | 20.8249 | 23.3741 | 52.427 | 23.374
5960 | 99.3333 | 20.2887 | 20.7784 | 23.1844 | 50.6502 | 23.1843
5965 | 99.4167 | 20.2724 | 20.7345 | 23.0054 | 48.9686 | 23.0052
5970 | 99.5 | 20.2571 | 20.6931 | 22.8363 | 47.3771 | 22.8362
5975 | 99.5833 | 20.2426 | 20.654 | 22.6768 | 45.8712 | 22.6766
5980 | 99.6667 | 20.2289 | 20.6171 | 22.5262 | 44.4465 | 22.526
5985 | 99.75 | 20.216 | 20.5823 | 22.384 | 43.0987 | 22.3839
5990 | 99.8333 | 20.2038 | 20.5495 | 22.2498 | 41.8237 | 22.2497
5995 | 99.9167 | 20.1923 | 20.5185 | 22.1232 | 40.6179 | 22.1231
6000 | 100 | 20.1814 | 20.4893 | 22.0037 | 39.4775 | 22.0035
6005 | 100.0833 | 20.1712 | 20.4617 | 21.8908 | 38.3991 | 21.8907
6010 | 100.1667 | 20.1616 | 20.4356 | 21.7844 | 37.3795 | 21.7843
6015 | 100.25 | 20.1524 | 20.4111 | 21.6839 | 36.4155 | 21.6838
6020 | 100.3333 | 20.1438 | 20.3879 | 21.589 | 35.5042 | 21.5889
6025 | 100.4167 | 20.1357 | 20.366 | 21.4995 | 34.6427 | 21.4994
6030 | 100.5 | 20.1281 | 20.3454 | 21.415 | 33.8285 | 21.415
6035 | 100.5833 | 20.1208 | 20.3259 | 21.3353 | 33.059 | 21.3352
6040 | 100.6667 | 20.114 | 20.3075 | 21.2601 | 32.3318 | 21.26
6045 | 100.75 | 20.1076 | 20.2902 | 21.1891 | 31.6446 | 21.189
6050 | 100.8333 | 20.1015 | 20.2738 | 21.1221 | 30.9953 | 21.122
6055 | 100.9167 | 20.0958 | 20.2583 | 21.0588 | 30.3818 | 21.0588
6060 | 101 | 20.0904 | 20.2438 | 20.9992 | 29.8022 | 20.9991
6065 | 101.0833 | 20.0853 | 20.23 | 20.9428 | 29.2546 | 20.9428
6070 | 101.1667 | 20.0805 | 20.217 | 20.8897 | 28.7374 | 20.8896
6075 | 101.25 | 20.0759 | 20.2048 | 20.8395 | 28.2488 | 20.8395
6080 | 101.3333 | 20.0717 | 20.1932 | 20.7922 | 27.7873 | 20.7922
6085 | 101.4167 | 20.0676 | 20.1823 | 20.7475 | 27.3515 | 20.7475
6090 | 101.5 | 20.0638 | 20.1721 | 20.7054 | 26.9398 | 20.7054
6095 | 101.5833 | 20.0602 | 20.1623 | 20.6656 | 26.5511 | 20.6656
6100 | 101.6667 | 20.0568 | 20.1532 | 20.6281 | 26.1839 | 20.6281
6105 | 101.75 | 20.0536 | 20.1445 | 20.5927 | 25.8373 | 20.5926
6110 | 101.8333 | 20.0506 | 20.1364 | 20.5593 | 25.5099 | 20.5592
6115 | 101.9167 | 20.0477 | 20.1287 | 20.5277 | 25.2008 | 20.5277
6120 | 102 | 20.045 | 20.1214 | 20.498 | 24.9089 | 20.4979
6125 | 102.0833 | 20.0425 | 20.1146 | 20.4699 | 24.6334 | 20.4699
6130 | 102.1667 | 20.0401 | 20.1081 | 20.4434 | 24.3732 | 20.4434
6135 | 102.25 | 20.0378 | 20.102 | 20.4184 | 24.1276 | 20.4183
6140 | 102.3333 | 20.0357 | 20.0963 | 20.3948 | 23.8957 | 20.3948
6145 | 102.4167 | 20.0337 | 20.0908 | 20.3725 | 23.6768 | 20.3725
6150 | 102.5 | 20.0318 | 20.0857 | 20.3515 | 23.4701 | 20.3515
6155 | 102.5833 | 20.03 | 20.0809 | 20.3317 | 23.2751 | 20.3317
6160 | 102.6667 | 20.0283 | 20.0763 | 20.313 | 23.0909 | 20.3129
6165 | 102.75 | 20.0267 | 20.072 | 20.2953 | 22.9171 | 20.2953
6170 | 102.8333 | 20.0252 | 20.0679 | 20.2787 | 22.753 | 20.2786
6175 | 102.9167 | 20.0238 | 20.0641 | 20.2629 | 22.5981 | 20.2629
6180 | 103 | 20.0224 | 20.0605 | 20.2481 | 22.4519 | 20.2481
6185 | 103.0833 | 20.0212 | 20.0571 | 20.2341 | 22.3139 | 20.2341
6190 | 103.1667 | 20.02 | 20.0539 | 20.2209 | 22.1837 | 20.2209
6195 | 103.25 | 20.0188 | 20.0508 | 20.2084 | 22.0607 | 20.2084
6200 | 103.3333 | 20.0178 | 20.048 | 20.1967 | 21.9447 | 20.1967
6205 | 103.4167 | 20.0168 | 20.0452 | 20.1856 | 21.8352 | 20.1856
6210 | 103.5 | 20.0158 | 20.0427 | 20.1751 | 21.7319 | 20.1751
6215 | 103.5833 | 20.0149 | 20.0403 | 20.1652 | 21.6343 | 20.1652
6220 | 103.6667 | 20.0141 | 20.038 | 20.1559 | 21.5423 | 20.1559
6225 | 103.75 | 20.0133 | 20.0359 | 20.1471 | 21.4554 | 20.1471
6230 | 103.8333 | 20.0125 | 20.0338 | 20.1388 | 21.3734 | 20.1388
6235 | 103.9167 | 20.0118 | 20.0319 | 20.131 | 21.296 | 20.131
6240 | 104 | 20.0112 | 20.0301 | 20.1236 | 21.223 | 20.1236
6245 | 104.0833 | 20.0105 | 20.0284 | 20.1166 | 21.1541 | 20.1166
6250 | 104.1667 | 20.0099 | 20.0268 | 20.11 | 21.089 | 20.11
6255 | 104.25 | 20.0094 | 20.0253 | 20.1038 | 21.0277 | 20.1038
6260 | 104.3333 | 20.0089 | 20.0239 | 20.098 | 20.9697 | 20.098
6265 | 104.4167 | 20.0084 | 20.0225 | 20.0924 | 20.9151 | 20.0924
6270 | 104.5 | 20.0079 | 20.0213 | 20.0872 | 20.8635 | 20.0872
6275 | 104.5833 | 20.0074 | 20.0201 | 20.0823 | 20.8148 | 20.0823
6280 | 104.6667 | 20.007 | 20.0189 | 20.0777 | 20.7689 | 20.0777
6285 | 104.75 | 20.0066 | 20.0179 | 20.0733 | 20.7255 | 20.0733
6290 | 104.8333 | 20.0062 | 20.0169 | 20.0691 | 20.6846 | 20.0691
6295 | 104.9167 | 20.0059 | 20.0159 | 20.0652 | 20.646 | 20.0652
6300 | 105 | 20.0056 | 20.015 | 20.0616 | 20.6096 | 20.0616
6305 | 105.0833 | 20.0053 | 20.0142 | 20.0581 | 20.5752 | 20.0581
6310 | 105.1667 | 20.005 | 20.0134 | 20.0548 | 20.5428 | 20.0548
6315 | 105.25 | 20.0047 | 20.0126 | 20.0517 | 20.5122 | 20.0517
6320 | 105.3333 | 20.0044 | 20.0119 | 20.0488 | 20.4833 | 20.0488
6325 | 105.4167 | 20.0042 | 20.0112 | 20.0461 | 20.456 | 20.046
6330 | 105.5 | 20.0039 | 20.0106 | 20.0435 | 20.4303 | 20.0434
6335 | 105.5833 | 20.0037 | 20.01 | 20.041 | 20.406 | 20.041
6340 | 105.6667 | 20.0035 | 20.0094 | 20.0387 | 20.3831 | 20.0387
6345 | 105.75 | 20.0033 | 20.0089 | 20.0365 | 20.3615 | 20.0365
6350 | 105.8333 | 20.0031 | 20.0084 | 20.0344 | 20.3411 | 20.0344
6355 | 105.9167 | 20.0029 | 20.0079 | 20.0325 | 20.3219 | 20.0325
6360 | 106 | 20.0028 | 20.0075 | 20.0307 | 20.3037 | 20.0307
6365 | 106.0833 | 20.0026 | 20.0071 | 20.0289 | 20.2866 | 20.0289
6370 | 106.1667 | 20.0025 | 20.0067 | 20.0273 | 20.2704 | 20.0273
6375 | 106.25 | 20.0023 | 20.0063 | 20.0258 | 20.2552 | 20.0258
6380 | 106.3333 | 20.0022 | 20.0059 | 20.0243 | 20.2408 | 20.0243
6385 | 106.4167 | 20.0021 | 20.0056 | 20.0229 | 20.2272 | 20.0229
6390 | 106.5 | 20.002 | 20.0053 | 20.0216 | 20.2144 | 20.0216
6395 | 106.5833 | 20.0018 | 20.005 | 20.0204 | 20.2023 | 20.0204
6400 | 106.6667 | 20.0017 | 20.0047 | 20.0193 | 20.1909 | 20.0193
6405 | 106.75 | 20.0016 | 20.0044 | 20.0182 | 20.1801 | 20.0182
6410 | 106.8333 | 20.0016 | 20.0042 | 20.0172 | 20.17 | 20.0172
6415 | 106.9167 | 20.0015 | 20.0039 | 20.0162 | 20.1604 | 20.0162
6420 | 107 | 20.0014 | 20.0037 | 20.0153 | 20.1513 | 20.0153
6425 | 107.0833 | 20.0013 | 20.0035 | 20.0144 | 20.1428 | 20.0144
6430 | 107.1667 | 20.0012 | 20.0033 | 20.0136 | 20.1347 | 20.0136
6435 | 107.25 | 20.0012 | 20.0031 | 20.0128 | 20.1271 | 20.0128
6440 | 107.3333 | 20.0011 | 20.003 | 20.0121 | 20.12 | 20.0121
6445 | 107.4167 | 20.001 | 20.0028 | 20.0114 | 20.1132 | 20.0114
6450 | 107.5 | 20.001 | 20.0026 | 20.0108 | 20.1068 | 20.0108
6455 | 107.5833 | 20.0009 | 20.0025 | 20.0102 | 20.1008 | 20.0102
6460 | 107.6667 | 20.0009 | 20.0023 | 20.0096 | 20.0951 | 20.0096
6465 | 107.75 | 20.0008 | 20.0022 | 20.0091 | 20.0897 | 20.0091
6470 | 107.8333 | 20.0008 | 20.0021 | 20.0085 | 20.0847 | 20.0085
6475 | 107.9167 | 20.0007 | 20.002 | 20.0081 | 20.0799 | 20.0081
6480 | 108 | 20.0007 | 20.0019 | 20.0076 | 20.0754 | 20.0076
6485 | 108.0833 | 20.0006 | 20.0018 | 20.0072 | 20.0711 | 20.0072
6490 | 108.1667 | 20.0006 | 20.0017 | 20.0068 | 20.0671 | 20.0068
6495 | 108.25 | 20.0006 | 20.0016 | 20.0064 | 20.0633 | 20.0064
6500 | 108.3333 | 20.0005 | 20.0015 | 20.006 | 20.0598 | 20.006
6505 | 108.4167 | 20.0005 | 20.0014 | 20.0057 | 20.0564 | 20.0057
6510 | 108.5 | 20.0005 | 20.0013 | 20.0054 | 20.0532 | 20.0054
6515 | 108.5833 | 20.0005 | 20.0012 | 20.0051 | 20.0502 | 20.0051
6520 | 108.6667 | 20.0004 | 20.0012 | 20.0048 | 20.0474 | 20.0048
6525 | 108.75 | 20.0004 | 20.0011 | 20.0045 | 20.0447 | 20.0045
6530 | 108.8333 | 20.0004 | 20.001 | 20.0043 | 20.0422 | 20.0043
6535 | 108.9167 | 20.0004 | 20.001 | 20.004 | 20.0398 | 20.004
6540 | 109 | 20.0003 | 20.0009 | 20.0038 | 20.0375 | 20.0038
6545 | 109.0833 | 20.0003 | 20.0009 | 20.0036 | 20.0354 | 20.0036
6550 | 109.1667 | 20.0003 | 20.0008 | 20.0034 | 20.0334 | 20.0034
6555 | 109.25 | 20.0003 | 20.0008 | 20.0032 | 20.0315 | 20.0032
6560 | 109.3333 | 20.0003 | 20.0007 | 20.003 | 20.0298 | 20.003
6565 | 109.4167 | 20.0003 | 20.0007 | 20.0028 | 20.0281 | 20.0028
6570 | 109.5 | 20.0002 | 20.0007 | 20.0027 | 20.0265 | 20.0027
6575 | 109.5833 | 20.0002 | 20.0006 | 20.0025 | 20.025 | 20.0025
6580 | 109.6667 | 20.0002 | 20.0006 | 20.0024 | 20.0236 | 20.0024
6585 | 109.75 | 20.0002 | 20.0005 | 20.0022 | 20.0223 | 20.0022
6590 | 109.8333 | 20.0002 | 20.0005 | 20.0021 | 20.021 | 20.0021
6595 | 109.9167 | 20.0002 | 20.0005 | 20.002 | 20.0198 | 20.002
6600 | 110 | 20.0002 | 20.0005 | 20.0019 | 20.0187 | 20.0019
6605 | 110.0833 | 20.0002 | 20.0004 | 20.0018 | 20.0176 | 20.0018
6610 | 110.1667 | 20.0002 | 20.0004 | 20.0017 | 20.0167 | 20.0017
6615 | 110.25 | 20.0001 | 20.0004 | 20.0016 | 20.0157 | 20.0016
6620 | 110.3333 | 20.0001 | 20.0004 | 20.0015 | 20.0148 | 20.0015
6625 | 110.4167 | 20.0001 | 20.0003 | 20.0014 | 20.014 | 20.0014
6630 | 110.5 | 20.0001 | 20.0003 | 20.0013 | 20.0132 | 20.0013
6635 | 110.5833 | 20.0001 | 20.0003 | 20.0013 | 20.0125 | 20.0013
6640 | 110.6667 | 20.0001 | 20.0003 | 20.0012 | 20.0118 | 20.0012
6645 | 110.75 | 20.0001 | 20.0003 | 20.0011 | 20.0111 | 20.0011
6650 | 110.8333 | 20.0001 | 20.0003 | 20.0011 | 20.0105 | 20.0011
6655 | 110.9167 | 20.0001 | 20.0002 | 20.001 | 20.0099 | 20.001
6660 | 111 | 20.0001 | 20.0002 | 20.0009 | 20.0093 | 20.0009
6665 | 111.0833 | 20.0001 | 20.0002 | 20.0009 | 20.0088 | 20.0009
6670 | 111.1667 | 20.0001 | 20.0002 | 20.0008 | 20.0083 | 20.0008
6675 | 111.25 | 20.0001 | 20.0002 | 20.0008 | 20.0078 | 20.0008
6680 | 111.3333 | 20.0001 | 20.0002 | 20.0007 | 20.0074 | 20.0007
6685 | 111.4167 | 20.0001 | 20.0002 | 20.0007 | 20.007 | 20.0007
6690 | 111.5 | 20.0001 | 20.0002 | 20.0007 | 20.0066 | 20.0007
6695 | 111.5833 | 20.0001 | 20.0002 | 20.0006 | 20.0062 | 20.0006
6700 | 111.6667 | 20.0001 | 20.0001 | 20.0006 | 20.0059 | 20.0006
6705 | 111.75 | 20.0001 | 20.0001 | 20.0006 | 20.0055 | 20.0006
6710 | 111.8333 | 20 | 20.0001 | 20.0005 | 20.0052 | 20.0005
6715 | 111.9167 | 20 | 20.0001 | 20.0005 | 20.0049 | 20.0005
6720 | 112 | 20 | 20.0001 | 20.0005 | 20.0046 | 20.0005
6725 | 112.0833 | 20 | 20.0001 | 20.0004 | 20.0044 | 20.0004
6730 | 112.1667 | 20 | 20.0001 | 20.0004 | 20.0041 | 20.0004
6735 | 112.25 | 20 | 20.0001 | 20.0004 | 20.0039 | 20.0004
6740 | 112.3333 | 20 | 20.0001 | 20.0004 | 20.0037 | 20.0004
6745 | 112.4167 | 20 | 20.0001 | 20.0004 | 20.0035 | 20.0004
6750 | 112.5 | 20 | 20.0001 | 20.0003 | 20.0033 | 20.0003
6755 | 112.5833 | 20 | 20.0001 | 20.0003 | 20.0031 | 20.0003
6760 | 112.6667 | 20 | 20.0001 | 20.0003 | 20.0029 | 20.0003
6765 | 112.75 | 20 | 20.0001 | 20.0003 | 20.0028 | 20.0003
6770 | 112.8333 | 20 | 20.0001 | 20.0003 | 20.0026 | 20.0003
6775 | 112.9167 | 20 | 20.0001 | 20.0002 | 20.0024 | 20.0002
6780 | 113 | 20 | 20.0001 | 20.0002 | 20.0023 | 20.0002
6785 | 113.0833 | 20 | 20.0001 | 20.0002 | 20.0022 | 20.0002
6790 | 113.1667 | 20 | 20.0001 | 20.0002 | 20.0021 | 20.0002
6795 | 113.25 | 20 | 20 | 20.0002 | 20.0019 | 20.0002
6800 | 113.3333 | 20 | 20 | 20.0002 | 20.0018 | 20.0002
6805 | 113.4167 | 20 | 20 | 20.0002 | 20.0017 | 20.0002
6810 | 113.5 | 20 | 20 | 20.0002 | 20.0016 | 20.0002
6815 | 113.5833 | 20 | 20 | 20.0002 | 20.0015 | 20.0002
6820 | 113.6667 | 20 | 20 | 20.0001 | 20.0015 | 20.0001
6825 | 113.75 | 20 | 20 | 20.0001 | 20.0014 | 20.0001
6830 | 113.8333 | 20 | 20 | 20.0001 | 20.0013 | 20.0001
6835 | 113.9167 | 20 | 20 | 20.0001 | 20.0012 | 20.0001
6840 | 114 | 20 | 20 | 20.0001 | 20.0012 | 20.0001
6845 | 114.0833 | 20 | 20 | 20.0001 | 20.0011 | 20.0001
6850 | 114.1667 | 20 | 20 | 20.0001 | 20.001 | 20.0001
6855 | 114.25 | 20 | 20 | 20.0001 | 20.001 | 20.0001
6860 | 114.3333 | 20 | 20 | 20.0001 | 20.0009 | 20.0001
6865 | 114.4167 | 20 | 20 | 20.0001 | 20.0009 | 20.0001
6870 | 114.5 | 20 | 20 | 20.0001 | 20.0008 | 20.0001
6875 | 114.5833 | 20 | 20 | 20.0001 | 20.0008 | 20.0001
6880 | 114.6667 | 20 | 20 | 20.0001 | 20.0007 | 20.0001
6885 | 114.75 | 20 | 20 | 20.0001 | 20.0007 | 20.0001
6890 | 114.8333 | 20 | 20 | 20.0001 | 20.0006 | 20.0001
6895 | 114.9167 | 20 | 20 | 20.0001 | 20.0006 | 20.0001
6900 | 115 | 20 | 20 | 20.0001 | 20.0006 | 20.0001
6905 | 115.0833 | 20 | 20 | 20.0001 | 20.0005 | 20.0001
6910 | 115.1667 | 20 | 20 | 20.0001 | 20.0005 | 20.0001
6915 | 115.25 | 20 | 20 | 20 | 20.0005 | 20
6920 | 115.3333 | 20 | 20 | 20 | 20.0005 | 20
6925 | 115.4167 | 20 | 20 | 20 | 20.0004 | 20
6930 | 115.5 | 20 | 20 | 20 | 20.0004 | 20
6935 | 115.5833 | 20 | 20 | 20 | 20.0004 | 20
6940 | 115.6667 | 20 | 20 | 20 | 20.0004 | 20
6945 | 115.75 | 20 | 20 | 20 | 20.0003 | 20
6950 | 115.8333 | 20 | 20 | 20 | 20.0003 | 20
6955 | 115.9167 | 20 | 20 | 20 | 20.0003 | 20
6960 | 116 | 20 | 20 | 20 | 20.0003 | 20
6965 | 116.0833 | 20 | 20 | 20 | 20.0003 | 20
6970 | 116.1667 | 20 | 20 | 20 | 20.0003 | 20
6975 | 116.25 | 20 | 20 | 20 | 20.0002 | 20
6980 | 116.3333 | 20 | 20 | 20 | 20.0002 | 20
6985 | 116.4167 | 20 | 20 | 20 | 20.0002 | 20
6990 | 116.5 | 20 | 20 | 20 | 20.0002 | 20
6995 | 116.5833 | 20 | 20 | 20 | 20.0002 | 20
7000 | 116.6667 | 20 | 20 | 20 | 20.0002 | 20
7005 | 116.75 | 20 | 20 | 20 | 20.0002 | 20
7010 | 116.8333 | 20 | 20 | 20 | 20.0002 | 20
7015 | 116.9167 | 20 | 20 | 20 | 20.0002 | 20
7020 | 117 | 20 | 20 | 20 | 20.0001 | 20
7025 | 117.0833 | 20 | 20 | 20 | 20.0001 | 20
7030 | 117.1667 | 20 | 20 | 20 | 20.0001 | 20
7035 | 117.25 | 20 | 20 | 20 | 20.0001 | 20
7040 | 117.3333 | 20 | 20 | 20 | 20.0001 | 20
7045 | 117.4167 | 20 | 20 | 20 | 20.0001 | 20
7050 | 117.5 | 20 | 20 | 20 | 20.0001 | 20
7055 | 117.5833 | 20 | 20 | 20 | 20.0001 | 20
7060 | 117.6667 | 20 | 20 | 20 | 20.0001 | 20
7065 | 117.75 | 20 | 20 | 20 | 20.0001 | 20
7070 | 117.8333 | 20 | 20 | 20 | 20.0001 | 20
7075 | 117.9167 | 20 | 20 | 20 | 20.0001 | 20
7080 | 118 | 20 | 20 | 20 | 20.0001 | 20
7085 | 118.0833 | 20 | 20 | 20 | 20.0001 | 20
7090 | 118.1667 | 20 | 20 | 20 | 20.0001 | 20
7095 | 118.25 | 20 | 20 | 20 | 20.0001 | 20
7100 | 118.3333 | 20 | 20 | 20 | 20.0001 | 20
7105 | 118.4167 | 20 | 20 | 20 | 20.0001 | 20
7110 | 118.5 | 20 | 20 | 20 | 20.0001 | 20
7115 | 118.5833 | 20 | 20 | 20 | 20 | 20
7120 | 118.6667 | 20 | 20 | 20 | 20 | 20
7125 | 118.75 | 20 | 20 | 20 | 20 | 20
7130 | 118.8333 | 20 | 20 | 20 | 20 | 20
7135 | 118.9167 | 20 | 20 | 20 | 20 | 20
7140 | 119 | 20 | 20 | 20 | 20 | 20
7145 | 119.0833 | 20 | 20 | 20 | 20 | 20
7150 | 119.1667 | 20 | 20 | 20 | 20 | 20
7155 | 119.25 | 20 | 20 | 20 | 20 | 20
7160 | 119.3333 | 20 | 20 | 20 | 20 | 20
7165 | 119.4167 | 20 | 20 | 20 | 20 | 20
7170 | 119.5 | 20 | 20 | 20 | 20 | 20
7175 | 119.5833 | 20 | 20 | 20 | 20 | 20
7180 | 119.6667 | 20 | 20 | 20 | 20 | 20
7185 | 119.75 | 20 | 20 | 20 | 20 | 20
7190 | 119.8333 | 20 | 20 | 20 | 20 | 20
7195 | 119.9167 | 20 | 20 | 20 | 20 | 20
7200 | 120 | 20 | 20 | 20 | 20 | 20
7205 | 120.0833 | 20 | 20 | 20 | 20 | 20
7210 | 120.1667 | 20 | 20 | 20 | 20 | 20
7215 | 120.25 | 20 | 20 | 20 | 20 | 20
7220 | 120.3333 | 20 | 20 | 20 | 20 | 20
7225 | 120.4167 | 20 | 20 | 20 | 20 | 20
7230 | 120.5 | 20 | 20 | 20 | 20 | 20
7235 | 120.5833 | 20 | 20 | 20 | 20 | 20
7240 | 120.6667 | 20 | 20 | 20 | 20 | 20
7245 | 120.75 | 20 | 20 | 20 | 20 | 20
7250 | 120.8333 | 20 | 20 | 20 | 20 | 20
7255 | 120.9167 | 20 | 20 | 20 | 20 | 20
7260 | 121 | 20 | 20 | 20 | 20 | 20
7265 | 121.0833 | 20 | 20 | 20 | 20 | 20
7270 | 121.1667 | 20 | 20 | 20 | 20 | 20
7275 | 121.25 | 20 | 20 | 20 | 20 | 20
7280 | 121.3333 | 20 | 20 | 20 | 20 | 20
7285 | 121.4167 | 20 | 20 | 20 | 20 | 20
7290 | 121.5 | 20 | 20 | 20 | 20 | 20
7295 | 121.5833 | 20 | 20 | 20 | 20 | 20
7300 | 121.6667 | 20 | 20 | 20 | 20 | 20
7305 | 121.75 | 20 | 20 | 20 | 20 | 20
7310 | 121.8333 | 20 | 20 | 20 | 20 | 20
7315 | 121.9167 | 20 | 20 | 20 | 20 | 20
7320 | 122 | 20 | 20 | 20 | 20 | 20
7325 | 122.0833 | 20 | 20 | 20 | 20 | 20
7330 | 122.1667 | 20 | 20 | 20 | 20 | 20
7335 | 122.25 | 20 | 20 | 20 | 20 | 20
7340 | 122.3333 | 20 | 20 | 20 | 20 | 20
7345 | 122.4167 | 20 | 20 | 20 | 20 | 20
7350 | 122.5 | 20 | 20 | 20 | 20 | 20
7355 | 122.5833 | 20 | 20 | 20 | 20 | 20
7360 | 122.6667 | 20 | 20 | 20 | 20 | 20
7365 | 122.75 | 20 | 20 | 20 | 20 | 20
7370 | 122.8333 | 20 | 20 | 20 | 20 | 20
7375 | 122.9167 | 20 | 20 | 20 | 20 | 20
7380 | 123 | 20 | 20 | 20 | 20 | 20
7385 | 123.0833 | 20 | 20 | 20 | 20 | 20
7390 | 123.1667 | 20 | 20 | 20 | 20 | 20
7395 | 123.25 | 20 | 20 | 20 | 20 | 20
7400 | 123.3333 | 20 | 20 | 20 | 20 | 20
7405 | 123.4167 | 20 | 20 | 20 | 20 | 20
7410 | 123.5 | 20 | 20 | 20 | 20 | 20
7415 | 123.5833 | 20 | 20 | 20 | 20 | 20
7420 | 123.6667 | 20 | 20 | 20 | 20 | 20
7425 | 123.75 | 20 | 20 | 20 | 20 | 20
7430 | 123.8333 | 20 | 20 | 20 | 20 | 20
7435 | 123.9167 | 20 | 20 | 20 | 20 | 20
7440 | 124 | 20 | 20 | 20 | 20 | 20
7445 | 124.0833 | 20 | 20 | 20 | 20 | 20
7450 | 124.1667 | 20 | 20 | 20 | 20 | 20
7455 | 124.25 | 20 | 20 | 20 | 20 | 20
7460 | 124.3333 | 20 | 20 | 20 | 20 | 20
7465 | 124.4167 | 20 | 20 | 20 | 20 | 20
7470 | 124.5 | 20 | 20 | 20 | 20 | 20
7475 | 124.5833 | 20 | 20 | 20 | 20 | 20
7480 | 124.6667 | 20 | 20 | 20 | 20 | 20
7485 | 124.75 | 20 | 20 | 20 | 20 | 20
7490 | 124.8333 | 20 | 20 | 20 | 20 | 20
7495 | 124.9167 | 20 | 20 | 20 | 20 | 20
7500 | 125 | 20 | 20 | 20 | 20 | 20
7505 | 125.0833 | 20 | 20 | 20 | 20 | 20
7510 | 125.1667 | 20 | 20 | 20 | 20 | 20
7515 | 125.25 | 20 | 20 | 20 | 20 | 20
7520 | 125.3333 | 20 | 20 | 20 | 20 | 20
7525 | 125.4167 | 20 | 20 | 20 | 20 | 20
7530 | 125.5 | 20 | 20 | 20 | 20 | 20
7535 | 125.5833 | 20 | 20 | 20 | 20 | 20
7540 | 125.6667 | 20 | 20 | 20 | 20 | 20
7545 | 125.75 | 20 | 20 | 20 | 20 | 20
7550 | 125.8333 | 20 | 20 | 20 | 20 | 20
7555 | 125.9167 | 20 | 20 | 20 | 20 | 20
7560 | 126 | 20 | 20 | 20 | 20 | 20
7565 | 126.0833 | 20 | 20 | 20 | 20 | 20
7570 | 126.1667 | 20 | 20 | 20 | 20 | 20
7575 | 126.25 | 20 | 20 | 20 | 20 | 20
7580 | 126.3333 | 20 | 20 | 20 | 20 | 20
7585 | 126.4167 | 20 | 20 | 20 | 20 | 20
7590 | 126.5 | 20 | 20 | 20 | 20 | 20
7595 | 126.5833 | 20 | 20 | 20 | 20 | 20
7600 | 126.6667 | 20 | 20 | 20 | 20 | 20
7605 | 126.75 | 20 | 20 | 20 | 20 | 20
7610 | 126.8333 | 20 | 20 | 20 | 20 | 20
7615 | 126.9167 | 20 | 20 | 20 | 20 | 20
7620 | 127 | 20 | 20 | 20 | 20 | 20
7625 | 127.0833 | 20 | 20 | 20 | 20 | 20
7630 | 127.1667 | 20 | 20 | 20 | 20 | 20
7635 | 127.25 | 20 | 20 | 20 | 20 | 20
7640 | 127.3333 | 20 | 20 | 20 | 20 | 20
7645 | 127.4167 | 20 | 20 | 20 | 20 | 20
7650 | 127.5 | 20 | 20 | 20 | 20 | 20
7655 | 127.5833 | 20 | 20 | 20 | 20 | 20
7660 | 127.6667 | 20 | 20 | 20 | 20 | 20
7665 | 127.75 | 20 | 20 | 20 | 20 | 20
7670 | 127.8333 | 20 | 20 | 20 | 20 | 20
7675 | 127.9167 | 20 | 20 | 20 | 20 | 20
7680 | 128 | 20 | 20 | 20 | 20 | 20
7685 | 128.0833 | 20 | 20 | 20 | 20 | 20
7690 | 128.1667 | 20 | 20 | 20 | 20 | 20
7695 | 128.25 | 20 | 20 | 20 | 20 | 20
7700 | 128.3333 | 20 | 20 | 20 | 20 | 20
7705 | 128.4167 | 20 | 20 | 20 | 20 | 20
7710 | 128.5 | 20 | 20 | 20 | 20 | 20
7715 | 128.5833 | 20 | 20 | 20 | 20 | 20
7720 | 128.6667 | 20 | 20 | 20 | 20 | 20
7725 | 128.75 | 20 | 20 | 20 | 20 | 20
7730 | 128.8333 | 20 | 20 | 20 | 20 | 20
7735 | 128.9167 | 20 | 20 | 20 | 20 | 20
7740 | 129 | 20 | 20 | 20 | 20 | 20
7745 | 129.0833 | 20 | 20 | 20 | 20 | 20
7750 | 129.1667 | 20 | 20 | 20 | 20 | 20
7755 | 129.25 | 20 | 20 | 20 | 20 | 20
7760 | 129.3333 | 20 | 20 | 20 | 20 | 20
7765 | 129.4167 | 20 | 20 | 20 | 20 | 20
7770 | 129.5 | 20 | 20 | 20 | 20 | 20
7775 | 129.5833 | 20 | 20 | 20 | 20 | 20
7780 | 129.6667 | 20 | 20 | 20 | 20 | 20
7785 | 129.75 | 20 | 20 | 20 | 20 | 20
7790 | 129.8333 | 20 | 20 | 20 | 20 | 20
7795 | 129.9167 | 20 | 20 | 20 | 20 | 20
7800 | 130 | 20 | 20 | 20 | 20 | 20
7805 | 130.0833 | 20 | 20 | 20 | 20 | 20
7810 | 130.1667 | 20 | 20 | 20 | 20 | 20
7815 | 130.25 | 20 | 20 | 20 | 20 | 20
7820 | 130.3333 | 20 | 20 | 20 | 20 | 20
7825 | 130.4167 | 20 | 20 | 20 | 20 | 20
7830 | 130.5 | 20 | 20 | 20 | 20 | 20
7835 | 130.5833 | 20 | 20 | 20 | 20 | 20
7840 | 130.6667 | 20 | 20 | 20 | 20 | 20
7845 | 130.75 | 20 | 20 | 20 | 20 | 20
7850 | 130.8333 | 20 | 20 | 20 | 20 | 20
7855 | 130.9167 | 20 | 20 | 20 | 20 | 20
7860 | 131 | 20 | 20 | 20 | 20 | 20
7865 | 131.0833 | 20 | 20 | 20 | 20 | 20
7870 | 131.1667 | 20 | 20 | 20 | 20 | 20
7875 | 131.25 | 20 | 20 | 20 | 20 | 20
7880 | 131.3333 | 20 | 20 | 20 | 20 | 20
7885 | 131.4167 | 20 | 20 | 20 | 20 | 20
7890 | 131.5 | 20 | 20 | 20 | 20 | 20
7895 | 131.5833 | 20 | 20 | 20 | 20 | 20
7900 | 131.6667 | 20 | 20 | 20 | 20 | 20
7905 | 131.75 | 20 | 20 | 20 | 20 | 20
7910 | 131.8333 | 20 | 20 | 20 | 20 | 20
7915 | 131.9167 | 20 | 20 | 20 | 20 | 20
7920 | 132 | 20 | 20 | 20 | 20 | 20
7925 | 132.0833 | 20 | 20 | 20 | 20 | 20
7930 | 132.1667 | 20 | 20 | 20 | 20 | 20
7935 | 132.25 | 20 | 20 | 20 | 20 | 20
7940 | 132.3333 | 20 | 20 | 20 | 20 | 20
7945 | 132.4167 | 20 | 20 | 20 | 20 | 20
7950 | 132.5 | 20 | 20 | 20 | 20 | 20
7955 | 132.5833 | 20 | 20 | 20 | 20 | 20
7960 | 132.6667 | 20 | 20 | 20 | 20 | 20
7965 | 132.75 | 20 | 20 | 20 | 20 | 20
7970 | 132.8333 | 20 | 20 | 20 | 20 | 20
7975 | 132.9167 | 20 | 20 | 20 | 20 | 20
7980 | 133 | 20 | 20 | 20 | 20 | 20
7985 | 133.0833 | 20 | 20 | 20 | 20 | 20
7990 | 133.1667 | 20 | 20 | 20 | 20 | 20
7995 | 133.25 | 20 | 20 | 20 | 20 | 20
8000 | 133.3333 | 20 | 20 | 20 | 20 | 20
8005 | 133.4167 | 20 | 20 | 20 | 20 | 20
8010 | 133.5 | 20 | 20 | 20 | 20 | 20
8015 | 133.5833 | 20 | 20 | 20 | 20 | 20
8020 | 133.6667 | 20 | 20 | 20 | 20 | 20
8025 | 133.75 | 20 | 20 | 20 | 20 | 20
8030 | 133.8333 | 20 | 20 | 20 | 20 | 20
8035 | 133.9167 | 20 | 20 | 20 | 20 | 20
8040 | 134 | 20 | 20 | 20 | 20 | 20
8045 | 134.0833 | 20 | 20 | 20 | 20 | 20
8050 | 134.1667 | 20 | 20 | 20 | 20 | 20
8055 | 134.25 | 20 | 20 | 20 | 20 | 20
8060 | 134.3333 | 20 | 20 | 20 | 20 | 20
8065 | 134.4167 | 20 | 20 | 20 | 20 | 20
8070 | 134.5 | 20 | 20 | 20 | 20 | 20
8075 | 134.5833 | 20 | 20 | 20 | 20 | 20
8080 | 134.6667 | 20 | 20 | 20 | 20 | 20
8085 | 134.75 | 20 | 20 | 20 | 20 | 20
8090 | 134.8333 | 20 | 20 | 20 | 20 | 20
8095 | 134.9167 | 20 | 20 | 20 | 20 | 20
8100 | 135 | 20 | 20 | 20 | 20 | 20
8105 | 135.0833 | 20 | 20 | 20 | 20 | 20
8110 | 135.1667 | 20 | 20 | 20 | 20 | 20
8115 | 135.25 | 20 | 20 | 20 | 20 | 20
8120 | 135.3333 | 20 | 20 | 20 | 20 | 20
8125 | 135.4167 | 20 | 20 | 20 | 20 | 20
8130 | 135.5 | 20 | 20 | 20 | 20 | 20
8135 | 135.5833 | 20 | 20 | 20 | 20 | 20
8140 | 135.6667 | 20 | 20 | 20 | 20 | 20
8145 | 135.75 | 20 | 20 | 20 | 20 | 20
8150 | 135.8333 | 20 | 20 | 20 | 20 | 20
8155 | 135.9167 | 20 | 20 | 20 | 20 | 20
8160 | 136 | 20 | 20 | 20 | 20 | 20
8165 | 136.0833 | 20 | 20 | 20 | 20 | 20
8170 | 136.1667 | 20 | 20 | 20 | 20 | 20
8175 | 136.25 | 20 | 20 | 20 | 20 | 20
8180 | 136.3333 | 20 | 20 | 20 | 20 | 20
8185 | 136.4167 | 20 | 20 | 20 | 20 | 20
8190 | 136.5 | 20 | 20 | 20 | 20 | 20
8195 | 136.5833 | 20 | 20 | 20 | 20 | 20
8200 | 136.6667 | 20 | 20 | 20 | 20 | 20
8205 | 136.75 | 20 | 20 | 20 | 20 | 20
8210 | 136.8333 | 20 | 20 | 20 | 20 | 20
8215 | 136.9167 | 20 | 20 | 20 | 20 | 20
8220 | 137 | 20 | 20 | 20 | 20 | 20
8225 | 137.0833 | 20 | 20 | 20 | 20 | 20
8230 | 137.1667 | 20 | 20 | 20 | 20 | 20
8235 | 137.25 | 20 | 20 | 20 | 20 | 20
8240 | 137.3333 | 20 | 20 | 20 | 20 | 20
8245 | 137.4167 | 20 | 20 | 20 | 20 | 20
8250 | 137.5 | 20 | 20 | 20 | 20 | 20
8255 | 137.5833 | 20 | 20 | 20 | 20 | 20
8260 | 137.6667 | 20 | 20 | 20 | 20 | 20
8265 | 137.75 | 20 | 20 | 20 | 20 | 20
8270 | 137.8333 | 20 | 20 | 20 | 20 | 20
8275 | 137.9167 | 20 | 20 | 20 | 20 | 20
8280 | 138 | 20 | 20 | 20 | 20 | 20
8285 | 138.0833 | 20 | 20 | 20 | 20 | 20
8290 | 138.1667 | 20 | 20 | 20 | 20 | 20
8295 | 138.25 | 20 | 20 | 20 | 20 | 20
8300 | 138.3333 | 20 | 20 | 20 | 20 | 20
8305 | 138.4167 | 20 | 20 | 20 | 20 | 20
8310 | 138.5 | 20 | 20 | 20 | 20 | 20
8315 | 138.5833 | 20 | 20 | 20 | 20 | 20
8320 | 138.6667 | 20 | 20 | 20 | 20 | 20
8325 | 138.75 | 20 | 20 | 20 | 20 | 20
8330 | 138.8333 | 20 | 20 | 20 | 20 | 20
8335 | 138.9167 | 20 | 20 | 20 | 20 | 20
8340 | 139 | 20 | 20 | 20 | 20 | 20
8345 | 139.0833 | 20 | 20 | 20 | 20 | 20
8350 | 139.1667 | 20 | 20 | 20 | 20 | 20
8355 | 139.25 | 20 | 20 | 20 | 20 | 20
8360 | 139.3333 | 20 | 20 | 20 | 20 | 20
8365 | 139.4167 | 20 | 20 | 20 | 20 | 20
8370 | 139.5 | 20 | 20 | 20 | 20 | 20
8375 | 139.5833 | 20 | 20 | 20 | 20 | 20
8380 | 139.6667 | 20 | 20 | 20 | 20 | 20
8385 | 139.75 | 20 | 20 | 20 | 20 | 20
8390 | 139.8333 | 20 | 20 | 20 | 20 | 20
8395 | 139.9167 | 20 | 20 | 20 | 20 | 20
8400 | 140 | 20 | 20 | 20 | 20 | 20
8405 | 140.0833 | 20 | 20 | 20 | 20 | 20
8410 | 140.1667 | 20 | 20 | 20 | 20 | 20
8415 | 140.25 | 20 | 20 | 20 | 20 | 20
8420 | 140.3333 | 20 | 20 | 20 | 20 | 20
8425 | 140.4167 | 20 | 20 | 20 | 20 | 20
8430 | 140.5 | 20 | 20 | 20 | 20 | 20
8435 | 140.5833 | 20 | 20 | 20 | 20 | 20
8440 | 140.6667 | 20 | 20 | 20 | 20 | 20
8445 | 140.75 | 20 | 20 | 20 | 20 | 20
8450 | 140.8333 | 20 | 20 | 20 | 20 | 20
8455 | 140.9167 | 20 | 20 | 20 | 20 | 20
8460 | 141 | 20 | 20 | 20 | 20 | 20
8465 | 141.0833 | 20 | 20 | 20 | 20 | 20
8470 | 141.1667 | 20 | 20 | 20 | 20 | 20
8475 | 141.25 | 20 | 20 | 20 | 20 | 20
8480 | 141.3333 | 20 | 20 | 20 | 20 | 20
8485 | 141.4167 | 20 | 20 | 20 | 20 | 20
8490 | 141.5 | 20 | 20 | 20 | 20 | 20
8495 | 141.5833 | 20 | 20 | 20 | 20 | 20
8500 | 141.6667 | 20 | 20 | 20 | 20 | 20
8505 | 141.75 | 20 | 20 | 20 | 20 | 20
8510 | 141.8333 | 20 | 20 | 20 | 20 | 20
8515 | 141.9167 | 20 | 20 | 20 | 20 | 20
8520 | 142 | 20 | 20 | 20 | 20 | 20
8525 | 142.0833 | 20 | 20 | 20 | 20 | 20
8530 | 142.1667 | 20 | 20 | 20 | 20 | 20
8535 | 142.25 | 20 | 20 | 20 | 20 | 20
8540 | 142.3333 | 20 | 20 | 20 | 20 | 20
8545 | 142.4167 | 20 | 20 | 20 | 20 | 20
8550 | 142.5 | 20 | 20 | 20 | 20 | 20
8555 | 142.5833 | 20 | 20 | 20 | 20 | 20
8560 | 142.6667 | 20 | 20 | 20 | 20 | 20
8565 | 142.75 | 20 | 20 | 20 | 20 | 20
8570 | 142.8333 | 20 | 20 | 20 | 20 | 20
8575 | 142.9167 | 20 | 20 | 20 | 20 | 20
8580 | 143 | 20 | 20 | 20 | 20 | 20
8585 | 143.0833 | 20 | 20 | 20 | 20 | 20
8590 | 143.1667 | 20 | 20 | 20 | 20 | 20
8595 | 143.25 | 20 | 20 | 20 | 20 | 20
8600 | 143.3333 | 20 | 20 | 20 | 20 | 20
8605 | 143.4167 | 20 | 20 | 20 | 20 | 20
8610 | 143.5 | 20 | 20 | 20 | 20 | 20
8615 | 143.5833 | 20 | 20 | 20 | 20 | 20
8620 | 143.6667 | 20 | 20 | 20 | 20 | 20
8625 | 143.75 | 20 | 20 | 20 | 20 | 20
8630 | 143.8333 | 20 | 20 | 20 | 20 | 20
8635 | 143.9167 | 20 | 20 | 20 | 20 | 20
8640 | 144 | 20 | 20 | 20 | 20 | 20
8645 | 144.0833 | 20 | 20 | 20 | 20 | 20
8650 | 144.1667 | 20 | 20 | 20 | 20 | 20
8655 | 144.25 | 20 | 20 | 20 | 20 | 20
8660 | 144.3333 | 20 | 20 | 20 | 20 | 20
8665 | 144.4167 | 20 | 20 | 20 | 20 | 20
8670 | 144.5 | 20 | 20 | 20 | 20 | 20
8675 | 144.5833 | 20 | 20 | 20 | 20 | 20
8680 | 144.6667 | 20 | 20 | 20 | 20 | 20
8685 | 144.75 | 20 | 20 | 20 | 20 | 20
8690 | 144.8333 | 20 | 20 | 20 | 20 | 20
8695 | 144.9167 | 20 | 20 | 20 | 20 | 20
8700 | 145 | 20 | 20 | 20 | 20 | 20
8705 | 145.0833 | 20 | 20 | 20 | 20 | 20
8710 | 145.1667 | 20 | 20 | 20 | 20 | 20
8715 | 145.25 | 20 | 20 | 20 | 20 | 20
8720 | 145.3333 | 20 | 20 | 20 | 20 | 20
8725 | 145.4167 | 20 | 20 | 20 | 20 | 20
8730 | 145.5 | 20 | 20 | 20 | 20 | 20
8735 | 145.5833 | 20 | 20 | 20 | 20 | 20
8740 | 145.6667 | 20 | 20 | 20 | 20 | 20
8745 | 145.75 | 20 | 20 | 20 | 20 | 20
8750 | 145.8333 | 20 | 20 | 20 | 20 | 20
8755 | 145.9167 | 20 | 20 | 20 | 20 | 20
8760 | 146 | 20 | 20 | 20 | 20 | 20
8765 | 146.0833 | 20 | 20 | 20 | 20 | 20
8770 | 146.1667 | 20 | 20 | 20 | 20 | 20
8775 | 146.25 | 20 | 20 | 20 | 20 | 20
8780 | 146.3333 | 20 | 20 | 20 | 20 | 20
8785 | 146.4167 | 20 | 20 | 20 | 20 | 20
8790 | 146.5 | 20 | 20 | 20 | 20 | 20
8795 | 146.5833 | 20 | 20 | 20 | 20 | 20
8800 | 146.6667 | 20 | 20 | 20 | 20 | 20
8805 | 146.75 | 20 | 20 | 20 | 20 | 20
8810 | 146.8333 | 20 | 20 | 20 | 20 | 20
8815 | 146.9167 | 20 | 20 | 20 | 20 | 20
8820 | 147 | 20 | 20 | 20 | 20 | 20
8825 | 147.0833 | 20 | 20 | 20 | 20 | 20
8830 | 147.1667 | 20 | 20 | 20 | 20 | 20
8835 | 147.25 | 20 | 20 | 20 | 20 | 20
8840 | 147.3333 | 20 | 20 | 20 | 20 | 20
8845 | 147.4167 | 20 | 20 | 20 | 20 | 20
8850 | 147.5 | 20 | 20 | 20 | 20 | 20
8855 | 147.5833 | 20 | 20 | 20 | 20 | 20
8860 | 147.6667 | 20 | 20 | 20 | 20 | 20
8865 | 147.75 | 20 | 20 | 20 | 20 | 20
8870 | 147.8333 | 20 | 20 | 20 | 20 | 20
8875 | 147.9167 | 20 | 20 | 20 | 20 | 20
8880 | 148 | 20 | 20 | 20 | 20 | 20
8885 | 148.0833 | 20 | 20 | 20 | 20 | 20
8890 | 148.1667 | 20 | 20 | 20 | 20 | 20
8895 | 148.25 | 20 | 20 | 20 | 20 | 20
8900 | 148.3333 | 20 | 20 | 20 | 20 | 20
8905 | 148.4167 | 20 | 20 | 20 | 20 | 20
8910 | 148.5 | 20 | 20 | 20 | 20 | 20
8915 | 148.5833 | 20 | 20 | 20 | 20 | 20
8920 | 148.6667 | 20 | 20 | 20 | 20 | 20
8925 | 148.75 | 20 | 20 | 20 | 20 | 20
8930 | 148.8333 | 20 | 20 | 20 | 20 | 20
8935 | 148.9167 | 20 | 20 | 20 | 20 | 20
8940 | 149 | 20 | 20 | 20 | 20 | 20
8945 | 149.0833 | 20 | 20 | 20 | 20 | 20
8950 | 149.1667 | 20 | 20 | 20 | 20 | 20
8955 | 149.25 | 20 | 20 | 20 | 20 | 20
8960 | 149.3333 | 20 | 20 | 20 | 20 | 20
8965 | 149.4167 | 20 | 20 | 20 | 20 | 20
8970 | 149.5 | 20 | 20 | 20 | 20 | 20
8975 | 149.5833 | 20 | 20 | 20 | 20 | 20
8980 | 149.6667 | 20 | 20 | 20 | 20 | 20
8985 | 149.75 | 20 | 20 | 20 | 20 | 20
8990 | 149.8333 | 20 | 20 | 20 | 20 | 20
8995 | 149.9167 | 20 | 20 | 20 | 20 | 20
9000 | 150 | 20 | 20 | 20 | 20 | 20
9005 | 150.0833 | 20 | 20 | 20 | 20 | 20
9010 | 150.1667 | 20 | 20 | 20 | 20 | 20
9015 | 150.25 | 20 | 20 | 20 | 20 | 20
9020 | 150.3333 | 20 | 20 | 20 | 20 | 20
9025 | 150.4167 | 20 | 20 | 20 | 20 | 20
9030 | 150.5 | 20 | 20 | 20 | 20 | 20
9035 | 150.5833 | 20 | 20 | 20 | 20 | 20
9040 | 150.6667 | 20 | 20 | 20 | 20 | 20
9045 | 150.75 | 20 | 20 | 20 | 20 | 20
9050 | 150.8333 | 20 | 20 | 20 | 20 | 20
9055 | 150.9167 | 20 | 20 | 20 | 20 | 20
9060 | 151 | 20 | 20 | 20 | 20 | 20
9065 | 151.0833 | 20 | 20 | 20 | 20 | 20
9070 | 151.1667 | 20 | 20 | 20 | 20 | 20
9075 | 151.25 | 20 | 20 | 20 | 20 | 20
9080 | 151.3333 | 20 | 20 | 20 | 20 | 20
9085 | 151.4167 | 20 | 20 | 20 | 20 | 20
9090 | 151.5 | 20 | 20 | 20 | 20 | 20
9095 | 151.5833 | 20 | 20 | 20 | 20 | 20
9100 | 151.6667 | 20 | 20 | 20 | 20 | 20
9105 | 151.75 | 20 | 20 | 20 | 20 | 20
9110 | 151.8333 | 20 | 20 | 20 | 20 | 20
9115 | 151.9167 | 20 | 20 | 20 | 20 | 20
9120 | 152 | 20 | 20 | 20 | 20 | 20
9125 | 152.0833 | 20 | 20 | 20 | 20 | 20
9130 | 152.1667 | 20 | 20 | 20 | 20 | 20
9135 | 152.25 | 20 | 20 | 20 | 20 | 20
9140 | 152.3333 | 20 | 20 | 20 | 20 | 20
9145 | 152.4167 | 20 | 20 | 20 | 20 | 20
9150 | 152.5 | 20 | 20 | 20 | 20 | 20
9155 | 152.5833 | 20 | 20 | 20 | 20 | 20
9160 | 152.6667 | 20 | 20 | 20 | 20 | 20
9165 | 152.75 | 20 | 20 | 20 | 20 | 20
9170 | 152.8333 | 20 | 20 | 20 | 20 | 20
9175 | 152.9167 | 20 | 20 | 20 | 20 | 20
9180 | 153 | 20 | 20 | 20 | 20 | 20
9185 | 153.0833 | 20 | 20 | 20 | 20 | 20
9190 | 153.1667 | 20 | 20 | 20 | 20 | 20
9195 | 153.25 | 20 | 20 | 20 | 20 | 20
9200 | 153.3333 | 20 | 20 | 20 | 20 | 20
9205 | 153.4167 | 20 | 20 | 20 | 20 | 20
9210 | 153.5 | 20 | 20 | 20 | 20 | 20
9215 | 153.5833 | 20 | 20 | 20 | 20 | 20
9220 | 153.6667 | 20 | 20 | 20 | 20 | 20
9225 | 153.75 | 20 | 20 | 20 | 20 | 20
9230 | 153.8333 | 20 | 20 | 20 | 20 | 20
9235 | 153.9167 | 20 | 20 | 20 | 20 | 20
9240 | 154 | 20 | 20 | 20 | 20 | 20
9245 | 154.0833 | 20 | 20 | 20 | 20 | 20
9250 | 154.1667 | 20 | 20 | 20 | 20 | 20
9255 | 154.25 | 20 | 20 | 20 | 20 | 20
9260 | 154.3333 | 20 | 20 | 20 | 20 | 20
9265 | 154.4167 | 20 | 20 | 20 | 20 | 20
9270 | 154.5 | 20 | 20 | 20 | 20 | 20
9275 | 154.5833 | 20 | 20 | 20 | 20 | 20
9280 | 154.6667 | 20 | 20 | 20 | 20 | 20
9285 | 154.75 | 20 | 20 | 20 | 20 | 20
9290 | 154.8333 | 20 | 20 | 20 | 20 | 20
9295 | 154.9167 | 20 | 20 | 20 | 20 | 20
9300 | 155 | 20 | 20 | 20 | 20 | 20
9305 | 155.0833 | 20 | 20 | 20 | 20 | 20
9310 | 155.1667 | 20 | 20 | 20 | 20 | 20
9315 | 155.25 | 20 | 20 | 20 | 20 | 20
9320 | 155.3333 | 20 | 20 | 20 | 20 | 20
9325 | 155.4167 | 20 | 20 | 20 | 20 | 20
9330 | 155.5 | 20 | 20 | 20 | 20 | 20
9335 | 155.5833 | 20 | 20 | 20 | 20 | 20
9340 | 155.6667 | 20 | 20 | 20 | 20 | 20
9345 | 155.75 | 20 | 20 | 20 | 20 | 20
9350 | 155.8333 | 20 | 20 | 20 | 20 | 20
9355 | 155.9167 | 20 | 20 | 20 | 20 | 20
9360 | 156 | 20 | 20 | 20 | 20 | 20
9365 | 156.0833 | 20 | 20 | 20 | 20 | 20
9370 | 156.1667 | 20 | 20 | 20 | 20 | 20
9375 | 156.25 | 20 | 20 | 20 | 20 | 20
9380 | 156.3333 | 20 | 20 | 20 | 20 | 20
9385 | 156.4167 | 20 | 20 | 20 | 20 | 20
9390 | 156.5 | 20 | 20 | 20 | 20 | 20
9395 | 156.5833 | 20 | 20 | 20 | 20 | 20
9400 | 156.6667 | 20 | 20 | 20 | 20 | 20
9405 | 156.75 | 20 | 20 | 20 | 20 | 20
9410 | 156.8333 | 20 | 20 | 20 | 20 | 20
9415 | 156.9167 | 20 | 20 | 20 | 20 | 20
9420 | 157 | 20 | 20 | 20 | 20 | 20
9425 | 157.0833 | 20 | 20 | 20 | 20 | 20
9430 | 157.1667 | 20 | 20 | 20 | 20 | 20
9435 | 157.25 | 20 | 20 | 20 | 20 | 20
9440 | 157.3333 | 20 | 20 | 20 | 20 | 20
9445 | 157.4167 | 20 | 20 | 20 | 20 | 20
9450 | 157.5 | 20 | 20 | 20 | 20 | 20
9455 | 157.5833 | 20 | 20 | 20 | 20 | 20
9460 | 157.6667 | 20 | 20 | 20 | 20 | 20
9465 | 157.75 | 20 | 20 | 20 | 20 | 20
9470 | 157.8333 | 20 | 20 | 20 | 20 | 20
9475 | 157.9167 | 20 | 20 | 20 | 20 | 20
9480 | 158 | 20 | 20 | 20 | 20 | 20
9485 | 158.0833 | 20 | 20 | 20 | 20 | 20
9490 | 158.1667 | 20 | 20 | 20 | 20 | 20
9495 | 158.25 | 20 | 20 | 20 | 20 | 20
9500 | 158.3333 | 20 | 20 | 20 | 20 | 20
9505 | 158.4167 | 20 | 20 | 20 | 20 | 20
9510 | 158.5 | 20 | 20 | 20 | 20 | 20
9515 | 158.5833 | 20 | 20 | 20 | 20 | 20
9520 | 158.6667 | 20 | 20 | 20 | 20 | 20
9525 | 158.75 | 20 | 20 | 20 | 20 | 20
9530 | 158.8333 | 20 | 20 | 20 | 20 | 20
9535 | 158.9167 | 20 | 20 | 20 | 20 | 20
9540 | 159 | 20 | 20 | 20 | 20 | 20
9545 | 159.0833 | 20 | 20 | 20 | 20 | 20
9550 | 159.1667 | 20 | 20 | 20 | 20 | 20
9555 | 159.25 | 20 | 20 | 20 | 20 | 20
9560 | 159.3333 | 20 | 20 | 20 | 20 | 20
9565 | 159.4167 | 20 | 20 | 20 | 20 | 20
9570 | 159.5 | 20 | 20 | 20 | 20 | 20
9575 | 159.5833 | 20 | 20 | 20 | 20 | 20
9580 | 159.6667 | 20 | 20 | 20 | 20 | 20
9585 | 159.75 | 20 | 20 | 20 | 20 | 20
9590 | 159.8333 | 20 | 20 | 20 | 20 | 20
9595 | 159.9167 | 20 | 20 | 20 | 20 | 20
9600 | 160 | 20 | 20 | 20 | 20 | 20
9605 | 160.0833 | 20 | 20 | 20 | 20 | 20
9610 | 160.1667 | 20 | 20 | 20 | 20 | 20
9615 | 160.25 | 20 | 20 | 20 | 20 | 20
9620 | 160.3333 | 20 | 20 | 20 | 20 | 20
9625 | 160.4167 | 20 | 20 | 20 | 20 | 20
9630 | 160.5 | 20 | 20 | 20 | 20 | 20
9635 | 160.5833 | 20 | 20 | 20 | 20 | 20
9640 | 160.6667 | 20 | 20 | 20 | 20 | 20
9645 | 160.75 | 20 | 20 | 20 | 20 | 20
9650 | 160.8333 | 20 | 20 | 20 | 20 | 20
9655 | 160.9167 | 20 | 20 | 20 | 20 | 20
9660 | 161 | 20 | 20 | 20 | 20 | 20
9665 | 161.0833 | 20 | 20 | 20 | 20 | 20
9670 | 161.1667 | 20 | 20 | 20 | 20 | 20
9675 | 161.25 | 20 | 20 | 20 | 20 | 20
9680 | 161.3333 | 20 | 20 | 20 | 20 | 20
9685 | 161.4167 | 20 | 20 | 20 | 20 | 20
9690 | 161.5 | 20 | 20 | 20 | 20 | 20
9695 | 161.5833 | 20 | 20 | 20 | 20 | 20
9700 | 161.6667 | 20 | 20 | 20 | 20 | 20
9705 | 161.75 | 20 | 20 | 20 | 20 | 20
9710 | 161.8333 | 20 | 20 | 20 | 20 | 20
9715 | 161.9167 | 20 | 20 | 20 | 20 | 20
9720 | 162 | 20 | 20 | 20 | 20 | 20
9725 | 162.0833 | 20 | 20 | 20 | 20 | 20
9730 | 162.1667 | 20 | 20 | 20 | 20 | 20
9735 | 162.25 | 20 | 20 | 20 | 20 | 20
9740 | 162.3333 | 20 | 20 | 20 | 20 | 20
9745 | 162.4167 | 20 | 20 | 20 | 20 | 20
9750 | 162.5 | 20 | 20 | 20 | 20 | 20
9755 | 162.5833 | 20 | 20 | 20 | 20 | 20
9760 | 162.6667 | 20 | 20 | 20 | 20 | 20
9765 | 162.75 | 20 | 20 | 20 | 20 | 20
9770 | 162.8333 | 20 | 20 | 20 | 20 | 20
9775 | 162.9167 | 20 | 20 | 20 | 20 | 20
9780 | 163 | 20 | 20 | 20 | 20 | 20
9785 | 163.0833 | 20 | 20 | 20 | 20 | 20
9790 | 163.1667 | 20 | 20 | 20 | 20 | 20
9795 | 163.25 | 20 | 20 | 20 | 20 | 20
9800 | 163.3333 | 20 | 20 | 20 | 20 | 20
9805 | 163.4167 | 20 | 20 | 20 | 20 | 20
9810 | 163.5 | 20 | 20 | 20 | 20 | 20
9815 | 163.5833 | 20 | 20 | 20 | 20 | 20
9820 | 163.6667 | 20 | 20 | 20 | 20 | 20
9825 | 163.75 | 20 | 20 | 20 | 20 | 20
9830 | 163.8333 | 20 | 20 | 20 | 20 | 20
9835 | 163.9167 | 20 | 20 | 20 | 20 | 20
9840 | 164 | 20 | 20 | 20 | 20 | 20
9845 | 164.0833 | 20 | 20 | 20 | 20 | 20
9850 | 164.1667 | 20 | 20 | 20 | 20 | 20
9855 | 164.25 | 20 | 20 | 20 | 20 | 20
9860 | 164.3333 | 20 | 20 | 20 | 20 | 20
9865 | 164.4167 | 20 | 20 | 20 | 20 | 20
9870 | 164.5 | 20 | 20 | 20 | 20 | 20
9875 | 164.5833 | 20 | 20 | 20 | 20 | 20
9880 | 164.6667 | 20 | 20 | 20 | 20 | 20
9885 | 164.75 | 20 | 20 | 20 | 20 | 20
9890 | 164.8333 | 20 | 20 | 20 | 20 | 20
9895 | 164.9167 | 20 | 20 | 20 | 20 | 20
9900 | 165 | 20 | 20 | 20 | 20 | 20
9905 | 165.0833 | 20 | 20 | 20 | 20 | 20
9910 | 165.1667 | 20 | 20 | 20 | 20 | 20
9915 | 165.25 | 20 | 20 | 20 | 20 | 20
9920 | 165.3333 | 20 | 20 | 20 | 20 | 20
9925 | 165.4167 | 20 | 20 | 20 | 20 | 20
9930 | 165.5 | 20 | 20 | 20 | 20 | 20
9935 | 165.5833 | 20 | 20 | 20 | 20 | 20
9940 | 165.6667 | 20 | 20 | 20 | 20 | 20
9945 | 165.75 | 20 | 20 | 20 | 20 | 20
9950 | 165.8333 | 20 | 20 | 20 | 20 | 20
9955 | 165.9167 | 20 | 20 | 20 | 20 | 20
9960 | 166 | 20 | 20 | 20 | 20 | 20
9965 | 166.0833 | 20 | 20 | 20 | 20 | 20
9970 | 166.1667 | 20 | 20 | 20 | 20 | 20
9975 | 166.25 | 20 | 20 | 20 | 20 | 20
9980 | 166.3333 | 20 | 20 | 20 | 20 | 20
9985 | 166.4167 | 20 | 20 | 20 | 20 | 20
9990 | 166.5 | 20 | 20 | 20 | 20 | 20
9995 | 166.5833 | 20 | 20 | 20 | 20 | 20
10000 | 166.6667 | 20 | 20 | 20 | 20 | 20
10005 | 166.75 | 20 | 20 | 20 | 20 | 20
10010 | 166.8333 | 20 | 20 | 20 | 20 | 20
10015 | 166.9167 | 20 | 20 | 20 | 20 | 20
10020 | 167 | 20 | 20 | 20 | 20 | 20
10025 | 167.0833 | 20 | 20 | 20 | 20 | 20
10030 | 167.1667 | 20 | 20 | 20 | 20 | 20
10035 | 167.25 | 20 | 20 | 20 | 20 | 20
10040 | 167.3333 | 20 | 20 | 20 | 20 | 20
10045 | 167.4167 | 20 | 20 | 20 | 20 | 20
10050 | 167.5 | 20 | 20 | 20 | 20 | 20
10055 | 167.5833 | 20 | 20 | 20 | 20 | 20
10060 | 167.6667 | 20 | 20 | 20 | 20 | 20
10065 | 167.75 | 20 | 20 | 20 | 20 | 20
10070 | 167.8333 | 20 | 20 | 20 | 20 | 20
10075 | 167.9167 | 20 | 20 | 20 | 20 | 20
10080 | 168 | 20 | 20 | 20 | 20 | 20
10085 | 168.0833 | 20 | 20 | 20 | 20 | 20
10090 | 168.1667 | 20 | 20 | 20 | 20 | 20
10095 | 168.25 | 20 | 20 | 20 | 20 | 20
10100 | 168.3333 | 20 | 20 | 20 | 20 | 20
10105 | 168.4167 | 20 | 20 | 20 | 20 | 20
10110 | 168.5 | 20 | 20 | 20 | 20 | 20
10115 | 168.5833 | 20 | 20 | 20 | 20 | 20
10120 | 168.6667 | 20 | 20 | 20 | 20 | 20
10125 | 168.75 | 20 | 20 | 20 | 20 | 20
10130 | 168.8333 | 20 | 20 | 20 | 20 | 20
10135 | 168.9167 | 20 | 20 | 20 | 20 | 20
10140 | 169 | 20 | 20 | 20 | 20 | 20
10145 | 169.0833 | 20 | 20 | 20 | 20 | 20
10150 | 169.1667 | 20 | 20 | 20 | 20 | 20
10155 | 169.25 | 20 | 20 | 20 | 20 | 20
10160 | 169.3333 | 20 | 20 | 20 | 20 | 20
10165 | 169.4167 | 20 | 20 | 20 | 20 | 20
10170 | 169.5 | 20 | 20 | 20 | 20 | 20
10175 | 169.5833 | 20 | 20 | 20 | 20 | 20
10180 | 169.6667 | 20 | 20 | 20 | 20 | 20
10185 | 169.75 | 20 | 20 | 20 | 20 | 20
10190 | 169.8333 | 20 | 20 | 20 | 20 | 20
10195 | 169.9167 | 20 | 20 | 20 | 20 | 20
10200 | 170 | 20 | 20 | 20 | 20 | 20
10205 | 170.0833 | 20 | 20 | 20 | 20 | 20
10210 | 170.1667 | 20 | 20 | 20 | 20 | 20
10215 | 170.25 | 20 | 20 | 20 | 20 | 20
10220 | 170.3333 | 20 | 20 | 20 | 20 | 20
10225 | 170.4167 | 20 | 20 | 20 | 20 | 20
10230 | 170.5 | 20 | 20 | 20 | 20 | 20
10235 | 170.5833 | 20 | 20 | 20 | 20 | 20
10240 | 170.6667 | 20 | 20 | 20 | 20 | 20
10245 | 170.75 | 20 | 20 | 20 | 20 | 20
10250 | 170.8333 | 20 | 20 | 20 | 20 | 20
10255 | 170.9167 | 20 | 20 | 20 | 20 | 20
10260 | 171 | 20 | 20 | 20 | 20 | 20
10265 | 171.0833 | 20 | 20 | 20 | 20 | 20
10270 | 171.1667 | 20 | 20 | 20 | 20 | 20
10275 | 171.25 | 20 | 20 | 20 | 20 | 20
10280 | 171.3333 | 20 | 20 | 20 | 20 | 20
10285 | 171.4167 | 20 | 20 | 20 | 20 | 20
10290 | 171.5 | 20 | 20 | 20 | 20 | 20
10295 | 171.5833 | 20 | 20 | 20 | 20 | 20
10300 | 171.6667 | 20 | 20 | 20 | 20 | 20
10305 | 171.75 | 20 | 20 | 20 | 20 | 20
10310 | 171.8333 | 20 | 20 | 20 | 20 | 20
10315 | 171.9167 | 20 | 20 | 20 | 20 | 20
10320 | 172 | 20 | 20 | 20 | 20 | 20
10325 | 172.0833 | 20 | 20 | 20 | 20 | 20
10330 | 172.1667 | 20 | 20 | 20 | 20 | 20
10335 | 172.25 | 20 | 20 | 20 | 20 | 20
10340 | 172.3333 | 20 | 20 | 20 | 20 | 20
10345 | 172.4167 | 20 | 20 | 20 | 20 | 20
10350 | 172.5 | 20 | 20 | 20 | 20 | 20
10355 | 172.5833 | 20 | 20 | 20 | 20 | 20
10360 | 172.6667 | 20 | 20 | 20 | 20 | 20
10365 | 172.75 | 20 | 20 | 20 | 20 | 20
10370 | 172.8333 | 20 | 20 | 20 | 20 | 20
10375 | 172.9167 | 20 | 20 | 20 | 20 | 20
10380 | 173 | 20 | 20 | 20 | 20 | 20
10385 | 173.0833 | 20 | 20 | 20 | 20 | 20
10390 | 173.1667 | 20 | 20 | 20 | 20 | 20
10395 | 173.25 | 20 | 20 | 20 | 20 | 20
10400 | 173.3333 | 20 | 20 | 20 | 20 | 20
10405 | 173.4167 | 20 | 20 | 20 | 20 | 20
10410 | 173.5 | 20 | 20 | 20 | 20 | 20
10415 | 173.5833 | 20 | 20 | 20 | 20 | 20
10420 | 173.6667 | 20 | 20 | 20 | 20 | 20
10425 | 173.75 | 20 | 20 | 20 | 20 | 20
10430 | 173.8333 | 20 | 20 | 20 | 20 | 20
10435 | 173.9167 | 20 | 20 | 20 | 20 | 20
10440 | 174 | 20 | 20 | 20 | 20 | 20
10445 | 174.0833 | 20 | 20 | 20 | 20 | 20
10450 | 174.1667 | 20 | 20 | 20 | 20 | 20
10455 | 174.25 | 20 | 20 | 20 | 20 | 20
10460 | 174.3333 | 20 | 20 | 20 | 20 | 20
10465 | 174.4167 | 20 | 20 | 20 | 20 | 20
10470 | 174.5 | 20 | 20 | 20 | 20 | 20
10475 | 174.5833 | 20 | 20 | 20 | 20 | 20
10480 | 174.6667 | 20 | 20 | 20 | 20 | 20
10485 | 174.75 | 20 | 20 | 20 | 20 | 20
10490 | 174.8333 | 20 | 20 | 20 | 20 | 20
10495 | 174.9167 | 20 | 20 | 20 | 20 | 20
10500 | 175 | 20 | 20 | 20 | 20 | 20
10505 | 175.0833 | 20 | 20 | 20 | 20 | 20
10510 | 175.1667 | 20 | 20 | 20 | 20 | 20
10515 | 175.25 | 20 | 20 | 20 | 20 | 20
10520 | 175.3333 | 20 | 20 | 20 | 20 | 20
10525 | 175.4167 | 20 | 20 | 20 | 20 | 20
10530 | 175.5 | 20 | 20 | 20 | 20 | 20
10535 | 175.5833 | 20 | 20 | 20 | 20 | 20
10540 | 175.6667 | 20 | 20 | 20 | 20 | 20
10545 | 175.75 | 20 | 20 | 20 | 20 | 20
10550 | 175.8333 | 20 | 20 | 20 | 20 | 20
10555 | 175.9167 | 20 | 20 | 20 | 20 | 20
10560 | 176 | 20 | 20 | 20 | 20 | 20
10565 | 176.0833 | 20 | 20 | 20 | 20 | 20
10570 | 176.1667 | 20 | 20 | 20 | 20 | 20
10575 | 176.25 | 20 | 20 | 20 | 20 | 20
10580 | 176.3333 | 20 | 20 | 20 | 20 | 20
10585 | 176.4167 | 20 | 20 | 20 | 20 | 20
10590 | 176.5 | 20 | 20 | 20 | 20 | 20
10595 | 176.5833 | 20 | 20 | 20 | 20 | 20
10600 | 176.6667 | 20 | 20 | 20 | 20 | 20
10605 | 176.75 | 20 | 20 | 20 | 20 | 20
10610 | 176.8333 | 20 | 20 | 20 | 20 | 20
10615 | 176.9167 | 20 | 20 | 20 | 20 | 20
10620 | 177 | 20 | 20 | 20 | 20 | 20
10625 | 177.0833 | 20 | 20 | 20 | 20 | 20
10630 | 177.1667 | 20 | 20 | 20 | 20 | 20
10635 | 177.25 | 20 | 20 | 20 | 20 | 20
10640 | 177.3333 | 20 | 20 | 20 | 20 | 20
10645 | 177.4167 | 20 | 20 | 20 | 20 | 20
10650 | 177.5 | 20 | 20 | 20 | 20 | 20
10655 | 177.5833 | 20 | 20 | 20 | 20 | 20
10660 | 177.6667 | 20 | 20 | 20 | 20 | 20
10665 | 177.75 | 20 | 20 | 20 | 20 | 20
10670 | 177.8333 | 20 | 20 | 20 | 20 | 20
10675 | 177.9167 | 20 | 20 | 20 | 20 | 20
10680 | 178 | 20 | 20 | 20 | 20 | 20
10685 | 178.0833 | 20 | 20 | 20 | 20 | 20
10690 | 178.1667 | 20 | 20 | 20 | 20 | 20
10695 | 178.25 | 20 | 20 | 20 | 20 | 20
10700 | 178.3333 | 20 | 20 | 20 | 20 | 20
10705 | 178.4167 | 20 | 20 | 20 | 20 | 20
10710 | 178.5 | 20 | 20 | 20 | 20 | 20
10715 | 178.5833 | 20 | 20 | 20 | 20 | 20
10720 | 178.6667 | 20 | 20 | 20 | 20 | 20
10725 | 178.75 | 20 | 20 | 20 | 20 | 20
10730 | 178.8333 | 20 | 20 | 20 | 20 | 20
10735 | 178.9167 | 20 | 20 | 20 | 20 | 20
10740 | 179 | 20 | 20 | 20 | 20 | 20
10745 | 179.0833 | 20 | 20 | 20 | 20 | 20
10750 | 179.1667 | 20 | 20 | 20 | 20 | 20
10755 | 179.25 | 20 | 20 | 20 | 20 | 20
10760 | 179.3333 | 20 | 20 | 20 | 20 | 20
10765 | 179.4167 | 20 | 20 | 20 | 20 | 20
10770 | 179.5 | 20 | 20 | 20 | 20 | 20
10775 | 179.5833 | 20 | 20 | 20 | 20 | 20
10780 | 179.6667 | 20 | 20 | 20 | 20 | 20
10785 | 179.75 | 20 | 20 | 20 | 20 | 20
10790 | 179.8333 | 20 | 20 | 20 | 20 | 20
10795 | 179.9167 | 20 | 20 | 20 | 20 | 20
10800 | 180 | 20 | 20 | 20 | 20 | 20
10805 | 180.0833 | 20 | 20 | 20 | 20 | 20
10810 | 180.1667 | 20 | 20 | 20 | 20 | 20
10815 | 180.25 | 20 | 20 | 20 | 20 | 20
10820 | 180.3333 | 20 | 20 | 20 | 20 | 20
10825 | 180.4167 | 20 | 20 | 20 | 20 | 20
10830 | 180.5 | 20 | 20 | 20 | 20 | 20
10835 | 180.5833 | 20 | 20 | 20 | 20 | 20
10840 | 180.6667 | 20 | 20 | 20 | 20 | 20
10845 | 180.75 | 20 | 20 | 20 | 20 | 20
10850 | 180.8333 | 20 | 20 | 20 | 20 | 20
10855 | 180.9167 | 20 | 20 | 20 | 20 | 20
10860 | 181 | 20 | 20 | 20 | 20 | 20
10865 | 181.0833 | 20 | 20 | 20 | 20 | 20
10870 | 181.1667 | 20 | 20 | 20 | 20 | 20
10875 | 181.25 | 20 | 20 | 20 | 20 | 20
10880 | 181.3333 | 20 | 20 | 20 | 20 | 20
10885 | 181.4167 | 20 | 20 | 20 | 20 | 20
10890 | 181.5 | 20 | 20 | 20 | 20 | 20
10895 | 181.5833 | 20 | 20 | 20 | 20 | 20
10900 | 181.6667 | 20 | 20 | 20 | 20 | 20
10905 | 181.75 | 20 | 20 | 20 | 20 | 20
10910 | 181.8333 | 20 | 20 | 20 | 20 | 20
10915 | 181.9167 | 20 | 20 | 20 | 20 | 20
10920 | 182 | 20 | 20 | 20 | 20 | 20
10925 | 182.0833 | 20 | 20 | 20 | 20 | 20
10930 | 182.1667 | 20 | 20 | 20 | 20 | 20
10935 | 182.25 | 20 | 20 | 20 | 20 | 20
10940 | 182.3333 | 20 | 20 | 20 | 20 | 20
10945 | 182.4167 | 20 | 20 | 20 | 20 | 20
10950 | 182.5 | 20 | 20 | 20 | 20 | 20
10955 | 182.5833 | 20 | 20 | 20 | 20 | 20
10960 | 182.6667 | 20 | 20 | 20 | 20 | 20
10965 | 182.75 | 20 | 20 | 20 | 20 | 20
10970 | 182.8333 | 20 | 20 | 20 | 20 | 20
10975 | 182.9167 | 20 | 20 | 20 | 20 | 20
10980 | 183 | 20 | 20 | 20 | 20 | 20
10985 | 183.0833 | 20 | 20 | 20 | 20 | 20
10990 | 183.1667 | 20 | 20 | 20 | 20 | 20
10995 | 183.25 | 20 | 20 | 20 | 20 | 20
11000 | 183.3333 | 20 | 20 | 20 | 20 | 20
11005 | 183.4167 | 20 | 20 | 20 | 20 | 20
11010 | 183.5 | 20 | 20 | 20 | 20 | 20
11015 | 183.5833 | 20 | 20 | 20 | 20 | 20
11020 | 183.6667 | 20 | 20 | 20 | 20 | 20
11025 | 183.75 | 20 | 20 | 20 | 20 | 20
11030 | 183.8333 | 20 | 20 | 20 | 20 | 20
11035 | 183.9167 | 20 | 20 | 20 | 20 | 20
11040 | 184 | 20 | 20 | 20 | 20 | 20
11045 | 184.0833 | 20 | 20 | 20 | 20 | 20
11050 | 184.1667 | 20 | 20 | 20 | 20 | 20
11055 | 184.25 | 20 | 20 | 20 | 20 | 20
11060 | 184.3333 | 20 | 20 | 20 | 20 | 20
11065 | 184.4167 | 20 | 20 | 20 | 20 | 20
11070 | 184.5 | 20 | 20 | 20 | 20 | 20
11075 | 184.5833 | 20 | 20 | 20 | 20 | 20
11080 | 184.6667 | 20 | 20 | 20 | 20 | 20
11085 | 184.75 | 20 | 20 | 20 | 20 | 20
11090 | 184.8333 | 20 | 20 | 20 | 20 | 20
11095 | 184.9167 | 20 | 20 | 20 | 20 | 20
11100 | 185 | 20 | 20 | 20 | 20 | 20
11105 | 185.0833 | 20 | 20 | 20 | 20 | 20
11110 | 185.1667 | 20 | 20 | 20 | 20 | 20
11115 | 185.25 | 20 | 20 | 20 | 20 | 20
11120 | 185.3333 | 20 | 20 | 20 | 20 | 20
11125 | 185.4167 | 20 | 20 | 20 | 20 | 20
11130 | 185.5 | 20 | 20 | 20 | 20 | 20
11135 | 185.5833 | 20 | 20 | 20 | 20 | 20
11140 | 185.6667 | 20 | 20 | 20 | 20 | 20
11145 | 185.75 | 20 | 20 | 20 | 20 | 20
11150 | 185.8333 | 20 | 20 | 20 | 20 | 20
11155 | 185.9167 | 20 | 20 | 20 | 20 | 20
11160 | 186 | 20 | 20 | 20 | 20 | 20
11165 | 186.0833 | 20 | 20 | 20 | 20 | 20
11170 | 186.1667 | 20 | 20 | 20 | 20 | 20
11175 | 186.25 | 20 | 20 | 20 | 20 | 20
11180 | 186.3333 | 20 | 20 | 20 | 20 | 20
11185 | 186.4167 | 20 | 20 | 20 | 20 | 20
11190 | 186.5 | 20 | 20 | 20 | 20 | 20
11195 | 186.5833 | 20 | 20 | 20 | 20 | 20
11200 | 186.6667 | 20 | 20 | 20 | 20 | 20
11205 | 186.75 | 20 | 20 | 20 | 20 | 20
11210 | 186.8333 | 20 | 20 | 20 | 20 | 20
11215 | 186.9167 | 20 | 20 | 20 | 20 | 20
11220 | 187 | 20 | 20 | 20 | 20 | 20
11225 | 187.0833 | 20 | 20 | 20 | 20 | 20
11230 | 187.1667 | 20 | 20 | 20 | 20 | 20
11235 | 187.25 | 20 | 20 | 20 | 20 | 20
11240 | 187.3333 | 20 | 20 | 20 | 20 | 20
11245 | 187.4167 | 20 | 20 | 20 | 20 | 20
11250 | 187.5 | 20 | 20 | 20 | 20 | 20
11255 | 187.5833 | 20 | 20 | 20 | 20 | 20
11260 | 187.6667 | 20 | 20 | 20 | 20 | 20
11265 | 187.75 | 20 | 20 | 20 | 20 | 20
11270 | 187.8333 | 20 | 20 | 20 | 20 | 20
11275 | 187.9167 | 20 | 20 | 20 | 20 | 20
11280 | 188 | 20 | 20 | 20 | 20 | 20
11285 | 188.0833 | 20 | 20 | 20 | 20 | 20
11290 | 188.1667 | 20 | 20 | 20 | 20 | 20
11295 | 188.25 | 20 | 20 | 20 | 20 | 20
11300 | 188.3333 | 20 | 20 | 20 | 20 | 20
11305 | 188.4167 | 20 | 20 | 20 | 20 | 20
11310 | 188.5 | 20 | 20 | 20 | 20 | 20
11315 | 188.5833 | 20 | 20 | 20 | 20 | 20
11320 | 188.6667 | 20 | 20 | 20 | 20 | 20
11325 | 188.75 | 20 | 20 | 20 | 20 | 20
11330 | 188.8333 | 20 | 20 | 20 | 20 | 20
11335 | 188.9167 | 20 | 20 | 20 | 20 | 20
11340 | 189 | 20 | 20 | 20 | 20 | 20
11345 | 189.0833 | 20 | 20 | 20 | 20 | 20
11350 | 189.1667 | 20 | 20 | 20 | 20 | 20
11355 | 189.25 | 20 | 20 | 20 | 20 | 20
11360 | 189.3333 | 20 | 20 | 20 | 20 | 20
11365 | 189.4167 | 20 | 20 | 20 | 20 | 20
11370 | 189.5 | 20 | 20 | 20 | 20 | 20
11375 | 189.5833 | 20 | 20 | 20 | 20 | 20
11380 | 189.6667 | 20 | 20 | 20 | 20 | 20
11385 | 189.75 | 20 | 20 | 20 | 20 | 20
11390 | 189.8333 | 20 | 20 | 20 | 20 | 20
11395 | 189.9167 | 20 | 20 | 20 | 20 | 20
11400 | 190 | 20 | 20 | 20 | 20 | 20
11405 | 190.0833 | 20 | 20 | 20 | 20 | 20
11410 | 190.1667 | 20 | 20 | 20 | 20 | 20
11415 | 190.25 | 20 | 20 | 20 | 20 | 20
11420 | 190.3333 | 20 | 20 | 20 | 20 | 20
11425 | 190.4167 | 20 | 20 | 20 | 20 | 20
11430 | 190.5 | 20 | 20 | 20 | 20 | 20
11435 | 190.5833 | 20 | 20 | 20 | 20 | 20
11440 | 190.6667 | 20 | 20 | 20 | 20 | 20
11445 | 190.75 | 20 | 20 | 20 | 20 | 20
11450 | 190.8333 | 20 | 20 | 20 | 20 | 20
11455 | 190.9167 | 20 | 20 | 20 | 20 | 20
11460 | 191 | 20 | 20 | 20 | 20 | 20
11465 | 191.0833 | 20 | 20 | 20 | 20 | 20
11470 | 191.1667 | 20 | 20 | 20 | 20 | 20
11475 | 191.25 | 20 | 20 | 20 | 20 | 20
11480 | 191.3333 | 20 | 20 | 20 | 20 | 20
11485 | 191.4167 | 20 | 20 | 20 | 20 | 20
11490 | 191.5 | 20 | 20 | 20 | 20 | 20
11495 | 191.5833 | 20 | 20 | 20 | 20 | 20
11500 | 191.6667 | 20 | 20 | 20 | 20 | 20
11505 | 191.75 | 20 | 20 | 20 | 20 | 20
11510 | 191.8333 | 20 | 20 | 20 | 20 | 20
11515 | 191.9167 | 20 | 20 | 20 | 20 | 20
11520 | 192 | 20 | 20 | 20 | 20 | 20
11525 | 192.0833 | 20 | 20 | 20 | 20 | 20
11530 | 192.1667 | 20 | 20 | 20 | 20 | 20
11535 | 192.25 | 20 | 20 | 20 | 20 | 20
11540 | 192.3333 | 20 | 20 | 20 | 20 | 20
11545 | 192.4167 | 20 | 20 | 20 | 20 | 20
11550 | 192.5 | 20 | 20 | 20 | 20 | 20
11555 | 192.5833 | 20 | 20 | 20 | 20 | 20
11560 | 192.6667 | 20 | 20 | 20 | 20 | 20
11565 | 192.75 | 20 | 20 | 20 | 20 | 20
11570 | 192.8333 | 20 | 20 | 20 | 20 | 20
11575 | 192.9167 | 20 | 20 | 20 | 20 | 20
11580 | 193 | 20 | 20 | 20 | 20 | 20
11585 | 193.0833 | 20 | 20 | 20 | 20 | 20
11590 | 193.1667 | 20 | 20 | 20 | 20 | 20
11595 | 193.25 | 20 | 20 | 20 | 20 | 20
11600 | 193.3333 | 20 | 20 | 20 | 20 | 20
11605 | 193.4167 | 20 | 20 | 20 | 20 | 20
11610 | 193.5 | 20 | 20 | 20 | 20 | 20
11615 | 193.5833 | 20 | 20 | 20 | 20 | 20
11620 | 193.6667 | 20 | 20 | 20 | 20 | 20
11625 | 193.75 | 20 | 20 | 20 | 20 | 20
11630 | 193.8333 | 20 | 20 | 20 | 20 | 20
11635 | 193.9167 | 20 | 20 | 20 | 20 | 20
11640 | 194 | 20 | 20 | 20 | 20 | 20
11645 | 194.0833 | 20 | 20 | 20 | 20 | 20
11650 | 194.1667 | 20 | 20 | 20 | 20 | 20
11655 | 194.25 | 20 | 20 | 20 | 20 | 20
11660 | 194.3333 | 20 | 20 | 20 | 20 | 20
11665 | 194.4167 | 20 | 20 | 20 | 20 | 20
11670 | 194.5 | 20 | 20 | 20 | 20 | 20
11675 | 194.5833 | 20 | 20 | 20 | 20 | 20
11680 | 194.6667 | 20 | 20 | 20 | 20 | 20
11685 | 194.75 | 20 | 20 | 20 | 20 | 20
11690 | 194.8333 | 20 | 20 | 20 | 20 | 20
11695 | 194.9167 | 20 | 20 | 20 | 20 | 20
11700 | 195 | 20 | 20 | 20 | 20 | 20
11705 | 195.0833 | 20 | 20 | 20 | 20 | 20
11710 | 195.1667 | 20 | 20 | 20 | 20 | 20
11715 | 195.25 | 20 | 20 | 20 | 20 | 20
11720 | 195.3333 | 20 | 20 | 20 | 20 | 20
11725 | 195.4167 | 20 | 20 | 20 | 20 | 20
11730 | 195.5 | 20 | 20 | 20 | 20 | 20
11735 | 195.5833 | 20 | 20 | 20 | 20 | 20
11740 | 195.6667 | 20 | 20 | 20 | 20 | 20
11745 | 195.75 | 20 | 20 | 20 | 20 | 20
11750 | 195.8333 | 20 | 20 | 20 | 20 | 20
11755 | 195.9167 | 20 | 20 | 20 | 20 | 20
11760 | 196 | 20 | 20 | 20 | 20 | 20
11765 | 196.0833 | 20 | 20 | 20 | 20 | 20
11770 | 196.1667 | 20 | 20 | 20 | 20 | 20
11775 | 196.25 | 20 | 20 | 20 | 20 | 20
11780 | 196.3333 | 20 | 20 | 20 | 20 | 20
11785 | 196.4167 | 20 | 20 | 20 | 20 | 20
11790 | 196.5 | 20 | 20 | 20 | 20 | 20
11795 | 196.5833 | 20 | 20 | 20 | 20 | 20
11800 | 196.6667 | 20 | 20 | 20 | 20 | 20
11805 | 196.75 | 20 | 20 | 20 | 20 | 20
11810 | 196.8333 | 20 | 20 | 20 | 20 | 20
11815 | 196.9167 | 20 | 20 | 20 | 20 | 20
11820 | 197 | 20 | 20 | 20 | 20 | 20
11825 | 197.0833 | 20 | 20 | 20 | 20 | 20
11830 | 197.1667 | 20 | 20 | 20 | 20 | 20
11835 | 197.25 | 20 | 20 | 20 | 20 | 20
11840 | 197.3333 | 20 | 20 | 20 | 20 | 20
11845 | 197.4167 | 20 | 20 | 20 | 20 | 20
11850 | 197.5 | 20 | 20 | 20 | 20 | 20
11855 | 197.5833 | 20 | 20 | 20 | 20 | 20
11860 | 197.6667 | 20 | 20 | 20 | 20 | 20
11865 | 197.75 | 20 | 20 | 20 | 20 | 20
11870 | 197.8333 | 20 | 20 | 20 | 20 | 20
11875 | 197.9167 | 20 | 20 | 20 | 20 | 20
11880 | 198 | 20 | 20 | 20 | 20 | 20
11885 | 198.0833 | 20 | 20 | 20 | 20 | 20
11890 | 198.1667 | 20 | 20 | 20 | 20 | 20
11895 | 198.25 | 20 | 20 | 20 | 20 | 20
11900 | 198.3333 | 20 | 20 | 20 | 20 | 20
11905 | 198.4167 | 20 | 20 | 20 | 20 | 20
11910 | 198.5 | 20 | 20 | 20 | 20 | 20
11915 | 198.5833 | 20 | 20 | 20 | 20 | 20
11920 | 198.6667 | 20 | 20 | 20 | 20 | 20
11925 | 198.75 | 20 | 20 | 20 | 20 | 20
11930 | 198.8333 | 20 | 20 | 20 | 20 | 20
11935 | 198.9167 | 20 | 20 | 20 | 20 | 20
11940 | 199 | 20 | 20 | 20 | 20 | 20
11945 | 199.0833 | 20 | 20 | 20 | 20 | 20
11950 | 199.1667 | 20 | 20 | 20 | 20 | 20
11955 | 199.25 | 20 | 20 | 20 | 20 | 20
11960 | 199.3333 | 20 | 20 | 20 | 20 | 20
11965 | 199.4167 | 20 | 20 | 20 | 20 | 20
11970 | 199.5 | 20 | 20 | 20 | 20 | 20
11975 | 199.5833 | 20 | 20 | 20 | 20 | 20
11980 | 199.6667 | 20 | 20 | 20 | 20 | 20
11985 | 199.75 | 20 | 20 | 20 | 20 | 20
11990 | 199.8333 | 20 | 20 | 20 | 20 | 20
11995 | 199.9167 | 20 | 20 | 20 | 20 | 20
12000 | 200 | 20 | 20 | 20 | 20 | 20
|  | 870.6836 | 879.7275 | 879.7127 | 813.7508 | 578.1581 | 0 | 0 | 0 | 0 | 0 | 0 | 0 | 0 | 0 | 0 | 0 | 0

## Tableau des q"Tot
| 1 | 2 | 3 | 4 | 5 | 6 | 7 | 8 | 9 | 10 | 11 | 12 | 13 | 14 | 15 | 16 | 17
t | q"Tot | q"Tot | q"Tot | q"Tot | q"Tot | q"Tot | q"Tot | q"Tot | q"Tot | q"Tot | q"Tot | q"Tot | q"Tot | q"Tot | q"Tot | q"Tot | q"Tot
mn | kW/m² | kW/m² | kW/m² | kW/m² | kW/m² | kW/m² | kW/m² | kW/m² | kW/m² | kW/m² | kW/m² | kW/m² | kW/m² | kW/m² | kW/m² | kW/m² | kW/m²
0 | 1.1747e-09 | 1.2701e-09 | 1.236e-09 | 1.1533e-09 | 8.9997e-11
1 | 1.9598 | 16.9901 | 1.9598 | 0.52022 | 0.19636
2 | 3.796 | 33.7463 | 3.796 | 1.0498 | 0.40514
3 | 5.5169 | 42.2022 | 5.5169 | 1.5614 | 0.6103
4 | 7.1599 | 47.7442 | 7.1599 | 2.0578 | 0.81115
5 | 7.1599 | 47.7442 | 7.1599 | 2.0578 | 0.81115
6 | 7.1599 | 47.7442 | 7.1599 | 2.0578 | 0.81115
7 | 7.1599 | 47.7442 | 7.1599 | 2.0578 | 0.81115
8 | 7.1599 | 47.7442 | 7.1599 | 2.0578 | 0.81115
9 | 7.1599 | 47.7442 | 7.1599 | 2.0578 | 0.81115
10 | 7.1599 | 47.7442 | 7.1599 | 2.0578 | 0.81115
11 | 7.1599 | 47.7442 | 7.1599 | 2.0578 | 0.81115
12 | 7.1599 | 47.7442 | 7.1599 | 2.0578 | 0.81115
13 | 10.5749 | 59.3424 | 64.5427 | 13.6559 | 4.2262
14 | 10.5749 | 59.3424 | 64.5427 | 13.6559 | 4.2262
15 | 10.5749 | 59.3424 | 64.5427 | 13.6559 | 4.2262
16 | 10.5749 | 59.3424 | 64.5427 | 13.6559 | 4.2262
17 | 12.8857 | 65.0174 | 66.8535 | 14.3609 | 4.5132
18 | 15.1209 | 69.1592 | 69.0887 | 15.0462 | 4.793
19 | 17.3077 | 72.4236 | 71.2755 | 15.7167 | 5.0669
20 | 20.9065 | 75.1247 | 74.8743 | 16.376 | 5.3358
21 | 24.8586 | 77.4355 | 78.8263 | 17.0269 | 5.6006
22 | 28.2503 | 79.4612 | 82.2181 | 17.6716 | 5.862
23 | 31.8958 | 83.4764 | 88.5095 | 20.5183 | 6.797
24 | 35.2007 | 88.6619 | 93.8897 | 24.7027 | 7.7182
25 | 100 | 100 | 100 | 33.5491 | 10.4022
26 | 97.9203 | 100 | 100 | 34.6156 | 10.1245
27 | 89.0804 | 100 | 98.0619 | 35.2508 | 9.8229
28 | 87.6884 | 100 | 97.6798 | 37.5139 | 10.3037
29 | 88.943 | 100 | 100 | 47.9371 | 13.6195
30 | 84.1286 | 100 | 95.5653 | 40.7385 | 11.0923
31 | 79.0369 | 98.9958 | 86.9203 | 30.8459 | 8.5638
32 | 76.8605 | 95.2137 | 83.922 | 28.4004 | 7.9967
33 | 75.1046 | 91.0227 | 81.2496 | 25.7611 | 7.4255
34 | 73.3302 | 86.3187 | 78.4455 | 22.8891 | 6.8497
35 | 74.8542 | 83.158 | 76.1567 | 20.0098 | 6.4029
36 | 75.7645 | 81.7442 | 73.6551 | 18.0703 | 5.9471
37 | 77.5972 | 83.7988 | 82.4871 | 73.923 | 17.0797
38 | 77.7192 | 80.4743 | 79.3798 | 72.3628 | 16.6037
39 | 78.9675 | 81.4406 | 77.2364 | 71.1868 | 16.2849
40 | 80.0344 | 82.018 | 74.5435 | 69.9806 | 15.9571
41 | 86.5012 | 90.6928 | 73.8607 | 69.8522 | 16.1494
42 | 81.3937 | 81.669 | 65.9612 | 67.3739 | 15.2375
43 | 75.2787 | 71.2752 | 62.8047 | 66.2299 | 14.7185
44 | 73.8574 | 68.2957 | 61.5845 | 65.8704 | 14.5765
45 | 72.3384 | 65.0869 | 60.3334 | 65.5089 | 14.4336
46 | 70.7027 | 61.6073 | 59.0486 | 65.1452 | 14.2898
47 | 69.2023 | 58.4789 | 59.9334 | 68.1016 | 16.3513
48 | 67.5223 | 56.2386 | 62.1185 | 70.4731 | 19.7523
49 | 65.6177 | 54.354 | 64.7155 | 72.4407 | 23.6083
50 | 63.4229 | 52.3822 | 66.6897 | 74.1133 | 26.8894
51 | 60.8385 | 50.312 | 68.1783 | 75.561 | 29.7376
52 | 57.7045 | 48.1294 | 69.2714 | 76.8316 | 32.2492
53 | 54.8588 | 48.6535 | 78.4591 | 83.5077 | 42.9216
54 | 48.3367 | 43.1811 | 69.9515 | 78.6165 | 35.9731
55 | 46.5373 | 38.9409 | 59.0884 | 72.4741 | 26.4133
56 | 45.4959 | 36.5216 | 55.5938 | 71.025 | 24.3041
57 | 44.4239 | 33.9333 | 51.8164 | 69.4779 | 22.0052
58 | 43.3188 | 31.1444 | 47.7054 | 67.8138 | 19.4787
59 | 42.1778 | 28.1137 | 43.1945 | 66.0083 | 16.6746
60 | 40.9977 | 25.2544 | 39.4938 | 64.028 | 14.8226
61 | 39.7751 | 23.2998 | 36.049 | 61.8269 | 13.393
62 | 38.506 | 21.3049 | 32.3902 | 59.3388 | 11.9474
63 | 37.1857 | 19.2644 | 28.4719 | 56.4638 | 10.4806
64 | 35.8093 | 17.1718 | 24.7012 | 53.0415 | 8.9861
65 | 34.3708 | 15.0193 | 21.8034 | 48.7925 | 7.4549
66 | 32.8635 | 12.7965 | 18.822 | 43.1679 | 5.8748
67 | 31.4487 | 10.9117 | 17.1564 | 42.2858 | 5.649
68 | 29.9533 | 8.9419 | 15.448 | 41.3772 | 5.423
69 | 28.3698 | 6.8696 | 13.6935 | 40.4414 | 5.1976
70 | 26.7051 | 4.7648 | 11.9046 | 39.4819 | 4.975
71 | 25.0738 | 4.3727 | 10.2007 | 38.5249 | 4.765
72 | 23.3031 | 3.9797 | 8.4135 | 37.5324 | 4.5553
73 | 21.3694 | 3.5888 | 6.5255 | 36.5044 | 4.347
74 | 19.2472 | 3.2199 | 4.6065 | 35.4571 | 4.1458
75 | 16.9242 | 3.0033 | 4.4013 | 34.5165 | 3.9798
76 | 14.7783 | 2.7851 | 4.1952 | 33.5241 | 3.813
77 | 13.5434 | 2.5653 | 3.9881 | 32.4742 | 3.6454
78 | 12.2755 | 2.3439 | 3.7799 | 31.3602 | 3.4768
79 | 10.9704 | 2.1208 | 3.5708 | 30.1744 | 3.3073
80 | 9.6228 | 1.8961 | 3.3607 | 28.9079 | 3.1369
81 | 8.2265 | 1.6698 | 3.1497 | 27.5497 | 2.9655
82 | 6.7732 | 1.4422 | 2.9378 | 26.0868 | 2.7931
83 | 5.252 | 1.2136 | 2.7254 | 24.5034 | 2.6198
84 | 3.6484 | 0.98527 | 2.5127 | 22.7802 | 2.4456
85 | 1.9449 | 0.76026 | 2.3011 | 20.8929 | 2.2706
86 | 0.21132 | 0.55863 | 2.096 | 18.8124 | 2.096
87 | 0.19262 | 0.51061 | 1.9256 | 16.508 | 1.9256
88 | 0.17394 | 0.46247 | 1.7539 | 14.3806 | 1.7539
89 | 0.15529 | 0.41426 | 1.5807 | 13.1642 | 1.5807
90 | 0.1367 | 0.36598 | 1.406 | 11.9149 | 1.406
91 | 0.11818 | 0.31769 | 1.2298 | 10.6283 | 1.2298
92 | 0.099777 | 0.26945 | 1.0522 | 9.2994 | 1.0522
93 | 0.081536 | 0.22136 | 0.87309 | 7.9218 | 0.87309
94 | 0.063531 | 0.17356 | 0.69278 | 6.4871 | 0.69278
95 | 0.045885 | 0.12632 | 0.5117 | 4.9846 | 0.5117
96 | 0.028814 | 0.080131 | 0.33097 | 3.3996 | 0.33097
97 | 0.012799 | 0.036137 | 0.15373 | 1.7149 | 0.15373
98 | 1.1747e-09 | 1.2701e-09 | 1.236e-09 | 1.1533e-09 | 8.9997e-11
99 | 1.1747e-09 | 1.2701e-09 | 1.236e-09 | 1.1533e-09 | 8.9997e-11
100 | 1.1747e-09 | 1.2701e-09 | 1.236e-09 | 1.1533e-09 | 8.9997e-11
101 | 1.1747e-09 | 1.2701e-09 | 1.236e-09 | 1.1533e-09 | 8.9997e-11
102 | 1.1747e-09 | 1.2701e-09 | 1.236e-09 | 1.1533e-09 | 8.9997e-11
103 | 1.1747e-09 | 1.2701e-09 | 1.236e-09 | 1.1533e-09 | 8.9997e-11
104 | 1.1747e-09 | 1.2701e-09 | 1.236e-09 | 1.1533e-09 | 8.9997e-11
105 | 1.1747e-09 | 1.2701e-09 | 1.236e-09 | 1.1533e-09 | 8.9997e-11
106 | 1.1747e-09 | 1.2701e-09 | 1.236e-09 | 1.1533e-09 | 8.9997e-11
107 | 1.1747e-09 | 1.2701e-09 | 1.236e-09 | 1.1533e-09 | 8.9997e-11
108 | 1.1747e-09 | 1.2701e-09 | 1.236e-09 | 1.1533e-09 | 8.9997e-11
109 | 1.1747e-09 | 1.2701e-09 | 1.236e-09 | 1.1533e-09 | 8.9997e-11
110 | 1.1747e-09 | 1.2701e-09 | 1.236e-09 | 1.1533e-09 | 8.9997e-11
111 | 1.1747e-09 | 1.2701e-09 | 1.236e-09 | 1.1533e-09 | 8.9997e-11
112 | 1.1747e-09 | 1.2701e-09 | 1.236e-09 | 1.1533e-09 | 8.9997e-11
113 | 1.1747e-09 | 1.2701e-09 | 1.236e-09 | 1.1533e-09 | 8.9997e-11
114 | 1.1747e-09 | 1.2701e-09 | 1.236e-09 | 1.1533e-09 | 8.9997e-11
115 | 1.1747e-09 | 1.2701e-09 | 1.236e-09 | 1.1533e-09 | 8.9997e-11
116 | 1.1747e-09 | 1.2701e-09 | 1.236e-09 | 1.1533e-09 | 8.9997e-11
117 | 1.1747e-09 | 1.2701e-09 | 1.236e-09 | 1.1533e-09 | 8.9997e-11
118 | 1.1747e-09 | 1.2701e-09 | 1.236e-09 | 1.1533e-09 | 8.9997e-11
119 | 1.1747e-09 | 1.2701e-09 | 1.236e-09 | 1.1533e-09 | 8.9997e-11
120 | 1.1747e-09 | 1.2701e-09 | 1.236e-09 | 1.1533e-09 | 8.9997e-11
121 | 1.1747e-09 | 1.2701e-09 | 1.236e-09 | 1.1533e-09 | 8.9997e-11
122 | 1.1747e-09 | 1.2701e-09 | 1.236e-09 | 1.1533e-09 | 8.9997e-11
123 | 1.1747e-09 | 1.2701e-09 | 1.236e-09 | 1.1533e-09 | 8.9997e-11
124 | 1.1747e-09 | 1.2701e-09 | 1.236e-09 | 1.1533e-09 | 8.9997e-11
125 | 1.1747e-09 | 1.2701e-09 | 1.236e-09 | 1.1533e-09 | 8.9997e-11
126 | 1.1747e-09 | 1.2701e-09 | 1.236e-09 | 1.1533e-09 | 8.9997e-11
127 | 1.1747e-09 | 1.2701e-09 | 1.236e-09 | 1.1533e-09 | 8.9997e-11
128 | 1.1747e-09 | 1.2701e-09 | 1.236e-09 | 1.1533e-09 | 8.9997e-11
129 | 1.1747e-09 | 1.2701e-09 | 1.236e-09 | 1.1533e-09 | 8.9997e-11
130 | 1.1747e-09 | 1.2701e-09 | 1.236e-09 | 1.1533e-09 | 8.9997e-11
131 | 1.1747e-09 | 1.2701e-09 | 1.236e-09 | 1.1533e-09 | 8.9997e-11
132 | 1.1747e-09 | 1.2701e-09 | 1.236e-09 | 1.1533e-09 | 8.9997e-11
133 | 1.1747e-09 | 1.2701e-09 | 1.236e-09 | 1.1533e-09 | 8.9997e-11
134 | 1.1747e-09 | 1.2701e-09 | 1.236e-09 | 1.1533e-09 | 8.9997e-11
135 | 1.1747e-09 | 1.2701e-09 | 1.236e-09 | 1.1533e-09 | 8.9997e-11
136 | 1.1747e-09 | 1.2701e-09 | 1.236e-09 | 1.1533e-09 | 8.9997e-11
137 | 1.1747e-09 | 1.2701e-09 | 1.236e-09 | 1.1533e-09 | 8.9997e-11
138 | 1.1747e-09 | 1.2701e-09 | 1.236e-09 | 1.1533e-09 | 8.9997e-11
139 | 1.1747e-09 | 1.2701e-09 | 1.236e-09 | 1.1533e-09 | 8.9997e-11
140 | 1.1747e-09 | 1.2701e-09 | 1.236e-09 | 1.1533e-09 | 8.9997e-11
141 | 1.1747e-09 | 1.2701e-09 | 1.236e-09 | 1.1533e-09 | 8.9997e-11
142 | 1.1747e-09 | 1.2701e-09 | 1.236e-09 | 1.1533e-09 | 8.9997e-11
143 | 1.1747e-09 | 1.2701e-09 | 1.236e-09 | 1.1533e-09 | 8.9997e-11
144 | 1.1747e-09 | 1.2701e-09 | 1.236e-09 | 1.1533e-09 | 8.9997e-11
145 | 1.1747e-09 | 1.2701e-09 | 1.236e-09 | 1.1533e-09 | 8.9997e-11
146 | 1.1747e-09 | 1.2701e-09 | 1.236e-09 | 1.1533e-09 | 8.9997e-11
147 | 1.1747e-09 | 1.2701e-09 | 1.236e-09 | 1.1533e-09 | 8.9997e-11
148 | 1.1747e-09 | 1.2701e-09 | 1.236e-09 | 1.1533e-09 | 8.9997e-11
149 | 1.1747e-09 | 1.2701e-09 | 1.236e-09 | 1.1533e-09 | 8.9997e-11
150 | 1.1747e-09 | 1.2701e-09 | 1.236e-09 | 1.1533e-09 | 8.9997e-11
151 | 1.1747e-09 | 1.2701e-09 | 1.236e-09 | 1.1533e-09 | 8.9997e-11
152 | 1.1747e-09 | 1.2701e-09 | 1.236e-09 | 1.1533e-09 | 8.9997e-11
153 | 1.1747e-09 | 1.2701e-09 | 1.236e-09 | 1.1533e-09 | 8.9997e-11
154 | 1.1747e-09 | 1.2701e-09 | 1.236e-09 | 1.1533e-09 | 8.9997e-11
155 | 1.1747e-09 | 1.2701e-09 | 1.236e-09 | 1.1533e-09 | 8.9997e-11
156 | 1.1747e-09 | 1.2701e-09 | 1.236e-09 | 1.1533e-09 | 8.9997e-11
157 | 1.1747e-09 | 1.2701e-09 | 1.236e-09 | 1.1533e-09 | 8.9997e-11
158 | 1.1747e-09 | 1.2701e-09 | 1.236e-09 | 1.1533e-09 | 8.9997e-11
159 | 1.1747e-09 | 1.2701e-09 | 1.236e-09 | 1.1533e-09 | 8.9997e-11
160 | 1.1747e-09 | 1.2701e-09 | 1.236e-09 | 1.1533e-09 | 8.9997e-11
161 | 1.1747e-09 | 1.2701e-09 | 1.236e-09 | 1.1533e-09 | 8.9997e-11
162 | 1.1747e-09 | 1.2701e-09 | 1.236e-09 | 1.1533e-09 | 8.9997e-11
163 | 1.1747e-09 | 1.2701e-09 | 1.236e-09 | 1.1533e-09 | 8.9997e-11
164 | 1.1747e-09 | 1.2701e-09 | 1.236e-09 | 1.1533e-09 | 8.9997e-11
165 | 1.1747e-09 | 1.2701e-09 | 1.236e-09 | 1.1533e-09 | 8.9997e-11
166 | 1.1747e-09 | 1.2701e-09 | 1.236e-09 | 1.1533e-09 | 8.9997e-11
167 | 1.1747e-09 | 1.2701e-09 | 1.236e-09 | 1.1533e-09 | 8.9997e-11
168 | 1.1747e-09 | 1.2701e-09 | 1.236e-09 | 1.1533e-09 | 8.9997e-11
169 | 1.1747e-09 | 1.2701e-09 | 1.236e-09 | 1.1533e-09 | 8.9997e-11
170 | 1.1747e-09 | 1.2701e-09 | 1.236e-09 | 1.1533e-09 | 8.9997e-11
171 | 1.1747e-09 | 1.2701e-09 | 1.236e-09 | 1.1533e-09 | 8.9997e-11
172 | 1.1747e-09 | 1.2701e-09 | 1.236e-09 | 1.1533e-09 | 8.9997e-11
173 | 1.1747e-09 | 1.2701e-09 | 1.236e-09 | 1.1533e-09 | 8.9997e-11
174 | 1.1747e-09 | 1.2701e-09 | 1.236e-09 | 1.1533e-09 | 8.9997e-11
175 | 1.1747e-09 | 1.2701e-09 | 1.236e-09 | 1.1533e-09 | 8.9997e-11
176 | 1.1747e-09 | 1.2701e-09 | 1.236e-09 | 1.1533e-09 | 8.9997e-11
177 | 1.1747e-09 | 1.2701e-09 | 1.236e-09 | 1.1533e-09 | 8.9997e-11
178 | 1.1747e-09 | 1.2701e-09 | 1.236e-09 | 1.1533e-09 | 8.9997e-11
179 | 1.1747e-09 | 1.2701e-09 | 1.236e-09 | 1.1533e-09 | 8.9997e-11
180 | 1.1747e-09 | 1.2701e-09 | 1.236e-09 | 1.1533e-09 | 8.9997e-11
181 | 1.1747e-09 | 1.2701e-09 | 1.236e-09 | 1.1533e-09 | 8.9997e-11
182 | 1.1747e-09 | 1.2701e-09 | 1.236e-09 | 1.1533e-09 | 8.9997e-11
183 | 1.1747e-09 | 1.2701e-09 | 1.236e-09 | 1.1533e-09 | 8.9997e-11
184 | 1.1747e-09 | 1.2701e-09 | 1.236e-09 | 1.1533e-09 | 8.9997e-11
185 | 1.1747e-09 | 1.2701e-09 | 1.236e-09 | 1.1533e-09 | 8.9997e-11
186 | 1.1747e-09 | 1.2701e-09 | 1.236e-09 | 1.1533e-09 | 8.9997e-11
187 | 1.1747e-09 | 1.2701e-09 | 1.236e-09 | 1.1533e-09 | 8.9997e-11
188 | 1.1747e-09 | 1.2701e-09 | 1.236e-09 | 1.1533e-09 | 8.9997e-11
189 | 1.1747e-09 | 1.2701e-09 | 1.236e-09 | 1.1533e-09 | 8.9997e-11
190 | 1.1747e-09 | 1.2701e-09 | 1.236e-09 | 1.1533e-09 | 8.9997e-11
191 | 1.1747e-09 | 1.2701e-09 | 1.236e-09 | 1.1533e-09 | 8.9997e-11
192 | 1.1747e-09 | 1.2701e-09 | 1.236e-09 | 1.1533e-09 | 8.9997e-11
193 | 1.1747e-09 | 1.2701e-09 | 1.236e-09 | 1.1533e-09 | 8.9997e-11
194 | 1.1747e-09 | 1.2701e-09 | 1.236e-09 | 1.1533e-09 | 8.9997e-11
195 | 1.1747e-09 | 1.2701e-09 | 1.236e-09 | 1.1533e-09 | 8.9997e-11
196 | 1.1747e-09 | 1.2701e-09 | 1.236e-09 | 1.1533e-09 | 8.9997e-11
197 | 1.1747e-09 | 1.2701e-09 | 1.236e-09 | 1.1533e-09 | 8.9997e-11
198 | 1.1747e-09 | 1.2701e-09 | 1.236e-09 | 1.1533e-09 | 8.9997e-11
199 | 1.1747e-09 | 1.2701e-09 | 1.236e-09 | 1.1533e-09 | 8.9997e-11
200 | 1.1747e-09 | 1.2701e-09 | 1.236e-09 | 1.1533e-09 | 8.9997e-11

## Tableau RHR
temps | car1 | car2 | car3 | car4 | car5 | car1 | car2 | car3 | car4 | car5 | temps | car1 | car2 | car3 | car4 | car5 | CAR1 |  |  |  |  | CAR2 |  |  |  |  | CAR3 |  |  |  |  | CAR4 |  |  |  |  | CAR5
min | [10 empty] | min | MW | MW | MW | MW | MW | RHR1 | RHR2 | t1 | t2 | RHR CAR1 | RHR1 | RHR2 | t1 | t2 | RHR CAR2 | RHR1 | RHR2 | t1 | t2 | RHR CAR3 | RHR1 | RHR2 | t1 | t2 | RHR CAR4 | RHR1 | RHR2 | t1 | t2 | RHR CAR5 | bar: car1 to car5
0 | 0 | 0 | 0 | 0 | 0 | 0.001 | 0.001 | 0.001 | 0.001 | 0.001 | 0 | 0 | 0 | 0 | 0 | o | 0 | 1.4 | 0 | 4 | 0 | 0 | 0 | 0 | 12 | 0 | 0 | 0 | 0 | 24 | 0 | 0 | 0 | 0 | 36 | 0 |  |  |  |  | 0
1 | 0.35 | 0 | 0 | 0 | 0 | 350000 | 0.001 | 0.001 | 0.001 | 0.001 | 1 | o | o | o | o | o | 0 | 1.4 | 0 | 4 | 0.35 | 0 | 0 | 0 | 12 | 0 | 0 | 0 | 0 | 24 | 0 | 0 | 0 | 0 | 36 | 0 |  | 0 |  | 0 | 0
2 | 0.7 | 0 | 0 | 0 | 0 | 700000 | 0.001 | 0.001 | 0.001 | 0.001 | 2 | o | o | o | o | o | 0 | 1.4 | 0 | 4 | 0.7 | 0 | 0 | 0 | 12 | 0 | 0 | 0 | 0 | 24 | 0 | 0 | 0 | 0 | 36 | 0 |  | 0 |  | 0 | 0
3 | 1.05 | 0 | 0 | 0 | 0 | 1050000 | 0.001 | 0.001 | 0.001 | 0.001 | 3 | o | o | o | o | o | 0 | 1.4 | 0 | 4 | 1.05 | 0 | 0 | 0 | 12 | 0 | 0 | 0 | 0 | 24 | 0 | 0 | 0 | 0 | 36 | 0 |  | 0 |  | 0 | 0
4 | 1.4 | 0 | 0 | 0 | 0 | 1400000 | 0.001 | 0.001 | 0.001 | 0.001 | 4 | 1.4 | o | o | o | o | 1.4 | 1.4 | 4 | 4 | 1.4 | 0 | 0 | 0 | 12 | 0 | 0 | 0 | 0 | 24 | 0 | 0 | 0 | 0 | 36 | 0 |  | 0 |  | 0 | 0
5 | 1.4 | 0 | 0 | 0 | 0 | 1400000 | 0.001 | 0.001 | 0.001 | 0.001 | 5 | o | o | o | o | o | 1.4 | 1.4 | 4 | 16 | 1.4 | 0 | 0 | 0 | 12 | 0 | 0 | 0 | 0 | 24 | 0 | 0 | 0 | 0 | 36 | 0 |  | 0 |  | 0 | 0
6 | 1.4 | 0 | 0 | 0 | 0 | 1400000 | 0.001 | 0.001 | 0.001 | 0.001 | 6 | o | o | o | o | o | 1.4 | 1.4 | 4 | 16 | 1.4 | 0 | 0 | 0 | 12 | 0 | 0 | 0 | 0 | 24 | 0 | 0 | 0 | 0 | 36 | 0 |  | 0 |  | 0 | 0
7 | 1.4 | 0 | 0 | 0 | 0 | 1400000 | 0.001 | 0.001 | 0.001 | 0.001 | 7 | o | o | o | o | o | 1.4 | 1.4 | 4 | 16 | 1.4 | 0 | 0 | 0 | 12 | 0 | 0 | 0 | 0 | 24 | 0 | 0 | 0 | 0 | 36 | 0 |  | 0 |  | 0 | 0
8 | 1.4 | 0 | 0 | 0 | 0 | 1400000 | 0.001 | 0.001 | 0.001 | 0.001 | 8 | o | o | o | o | o | 1.4 | 1.4 | 4 | 16 | 1.4 | 0 | 0 | 0 | 12 | 0 | 0 | 0 | 0 | 24 | 0 | 0 | 0 | 0 | 36 | 0 |  | 0 |  | 0 | 0
9 | 1.4 | 0 | 0 | 0 | 0 | 1400000 | 0.001 | 0.001 | 0.001 | 0.001 | 9 | o | o | o | o | o | 1.4 | 1.4 | 4 | 16 | 1.4 | 0 | 0 | 0 | 12 | 0 | 0 | 0 | 0 | 24 | 0 | 0 | 0 | 0 | 36 | 0 |  | 0 |  | 0 | 0
10 | 1.4 | 0 | 0 | 0 | 0 | 1400000 | 0.001 | 0.001 | 0.001 | 0.001 | 10 | o | o | o | o | o | 1.4 | 1.4 | 4 | 16 | 1.4 | 0 | 0 | 0 | 12 | 0 | 0 | 0 | 0 | 24 | 0 | 0 | 0 | 0 | 36 | 0 |  | 0 |  | 0 | 0
11 | 1.4 | 0 | 0 | 0 | 0 | 1400000 | 0.001 | 0.001 | 0.001 | 0.001 | 11 | o | o | o | o | o | 1.4 | 1.4 | 4 | 16 | 1.4 | 0 | 0 | 0 | 12 | 0 | 0 | 0 | 0 | 24 | 0 | 0 | 0 | 0 | 36 | 0 |  | 0 |  | 0 | 0
12 | 1.4 | 0 | 0 | 0 | 0 | 1400000 | 0.001 | 0.001 | 0.001 | 0.001 | 12 | o | 0 | o | o | o | 1.4 | 1.4 | 4 | 16 | 1.4 | 0 | 0 | 12 | 12 | 0 | 0 | 0 | 0 | 24 | 0 | 0 | 0 | 0 | 36 | 0 |  | 0 |  | 0 | 0
13 | 1.4 | 2.4 | 0 | 0 | 0 | 1400000 | 2400000 | 0.001 | 0.001 | 0.001 | 13 | o | 2.4 | o | o | o | 1.4 | 1.4 | 4 | 16 | 1.4 | 2.4 | 2.4 | 13 | 13 | 2.4 | 0 | 0 | 0 | 24 | 0 | 0 | 0 | 0 | 36 | 0 |  | 0 |  | 0 | 0
14 | 1.4 | 2.4 | 0 | 0 | 0 | 1400000 | 2400000 | 0.001 | 0.001 | 0.001 | 14 | o | o | o | o | o | 1.4 | 1.4 | 4 | 16 | 1.4 | 2.4 | 2.4 | 13 | 22 | 2.4 | 0 | 0 | 0 | 24 | 0 | 0 | 0 | 0 | 36 | 0 |  | 0 |  | 0 | 0
15 | 1.4 | 2.4 | 0 | 0 | 0 | 1400000 | 2400000 | 0.001 | 0.001 | 0.001 | 15 | o | o | o | o | o | 1.4 | 1.4 | 4 | 16 | 1.4 | 2.4 | 2.4 | 13 | 22 | 2.4 | 0 | 0 | 0 | 24 | 0 | 0 | 0 | 0 | 36 | 0 |  | 0 |  | 0 | 0
16 | 1.4 | 2.4 | 0 | 0 | 0 | 1400000 | 2400000 | 0.001 | 0.001 | 0.001 | 16 | 1.4 | o | o | o | o | 1.4 | 1.4 | 16 | 16 | 1.4 | 2.4 | 2.4 | 13 | 22 | 2.4 | 0 | 0 | 0 | 24 | 0 | 0 | 0 | 0 | 36 | 0 |  | 0 |  | 0 | 0
17 | 1.9125 | 2.4 | 0 | 0 | 0 | 1912500 | 2400000 | 0.001 | 0.001 | 0.001 | 17 | o | o | o | o | o | 1.4 | 5.5 | 16 | 24 | 1.9125 | 2.4 | 2.4 | 13 | 22 | 2.4 | 0 | 0 | 0 | 24 | 0 | 0 | 0 | 0 | 36 | 0 |  | 0 |  | 0 | 0
18 | 2.425 | 2.4 | 0 | 0 | 0 | 2425000 | 2400000 | 0.001 | 0.001 | 0.001 | 18 | o | o | o | o | o | 1.4 | 5.5 | 16 | 24 | 2.425 | 2.4 | 2.4 | 13 | 22 | 2.4 | 0 | 0 | 0 | 24 | 0 | 0 | 0 | 0 | 36 | 0 |  | 0 |  | 0 | 0
19 | 2.9375 | 2.4 | 0 | 0 | 0 | 2937500 | 2400000 | 0.001 | 0.001 | 0.001 | 19 | o | o | o | o | o | 1.4 | 5.5 | 16 | 24 | 2.9375 | 2.4 | 2.4 | 13 | 22 | 2.4 | 0 | 0 | 0 | 24 | 0 | 0 | 0 | 0 | 36 | 0 |  | 0 |  | 0 | 0
20 | 3.45 | 2.4 | 0 | 0 | 0 | 3450000 | 2400000 | 0.001 | 0.001 | 0.001 | 20 | o | o | o | o | o | 1.4 | 5.5 | 16 | 24 | 3.45 | 2.4 | 2.4 | 13 | 22 | 2.4 | 0 | 0 | 0 | 24 | 0 | 0 | 0 | 0 | 36 | 0 |  | 0 |  | 0 | 0
21 | 3.9625 | 2.4 | 0 | 0 | 0 | 3962500 | 2400000 | 0.001 | 0.001 | 0.001 | 21 | o | o | o | o | o | 1.4 | 5.5 | 16 | 24 | 3.9625 | 2.4 | 2.4 | 13 | 22 | 2.4 | 0 | 0 | 0 | 24 | 0 | 0 | 0 | 0 | 36 | 0 |  | 0 |  | 0 | 0
22 | 4.475 | 2.4 | 0 | 0 | 0 | 4475000 | 2400000 | 0.001 | 0.001 | 0.001 | 22 | o | 2.4 | o | o | o | 1.4 | 5.5 | 16 | 24 | 4.475 | 2.4 | 2.4 | 22 | 22 | 2.4 | 0 | 0 | 0 | 24 | 0 | 0 | 0 | 0 | 36 | 0 |  | 0 |  | 0 | 0
23 | 4.9875 | 2.9167 | 0 | 0 | 0 | 4987500 | 2916666.6667 | 0.001 | 0.001 | 0.001 | 23 | o | o | o | o | o | 1.4 | 5.5 | 16 | 24 | 4.9875 | 2.4 | 5.5 | 22 | 28 | 2.9167 | 0 | 0 | 0 | 24 | 0 | 0 | 0 | 0 | 36 | 0 |  | 0 |  | 0 | 0
24 | 5.5 | 3.4333 | 0 | 0 | 0 | 5500000 | 3433333.3333 | 0.001 | 0.001 | 0.001 | 24 | 5.5 | o | 0 | o | o | 5.5 | 5.5 | 24 | 24 | 5.5 | 2.4 | 5.5 | 22 | 28 | 3.4333 | 0 | 0 | 24 | 24 | 0 | 0 | 0 | 0 | 36 | 0 |  | 0 |  | 0 | 0
25 | 8.3 | 3.95 | 2.4 | 0 | 0 | 8300000 | 3950000 | 2400000 | 0.001 | 0.001 | 25 | 8.3 | o | 2.4 | o | o | 8.3 | 8.3 | 25 | 25 | 8.3 | 2.4 | 5.5 | 22 | 28 | 3.95 | 2.4 | 2.4 | 25 | 25 | 2.4 | 0 | 0 | 0 | 36 | 0 |  | 0 |  | 0 | 0
26 | 6.4 | 4.4667 | 2.4 | 0 | 0 | 6400000 | 4466666.6667 | 2400000 | 0.001 | 0.001 | 26 | o | o | o | o | o | 8.3 | 4.5 | 25 | 27 | 6.4 | 2.4 | 5.5 | 22 | 28 | 4.4667 | 2.4 | 2.4 | 25 | 34 | 2.4 | 0 | 0 | 0 | 36 | 0 |  | 0 |  | 0 | 0
27 | 4.5 | 4.9833 | 2.4 | 0 | 0 | 4500000 | 4983333.3333 | 2400000 | 0.001 | 0.001 | 27 | 4.5 | o | o | o | o | 4.5 | 4.5 | 27 | 27 | 4.5 | 2.4 | 5.5 | 22 | 28 | 4.9833 | 2.4 | 2.4 | 25 | 34 | 2.4 | 0 | 0 | 0 | 36 | 0 |  | 0 |  | 0 | 0
28 | 4.1818 | 5.5 | 2.4 | 0 | 0 | 4181818.1818 | 5500000 | 2400000 | 0.001 | 0.001 | 28 | o | 5.5 | o | o | o | 4.5 | 1 | 27 | 38 | 4.1818 | 5.5 | 5.5 | 28 | 28 | 5.5 | 2.4 | 2.4 | 25 | 34 | 2.4 | 0 | 0 | 0 | 36 | 0 |  | 0 |  | 0 | 0
29 | 3.8636 | 8.3 | 2.4 | 0 | 0 | 3863636.3636 | 8300000 | 2400000 | 0.001 | 0.001 | 29 | o | 8.3 | o | o | o | 4.5 | 1 | 27 | 38 | 3.8636 | 8.3 | 8.3 | 29 | 29 | 8.3 | 2.4 | 2.4 | 25 | 34 | 2.4 | 0 | 0 | 0 | 36 | 0 |  | 0 |  | 0 | 0
30 | 3.5455 | 6.4 | 2.4 | 0 | 0 | 3545454.5455 | 6400000 | 2400000 | 0.001 | 0.001 | 30 | o | o | o | o | o | 4.5 | 1 | 27 | 38 | 3.5455 | 8.3 | 4.5 | 29 | 31 | 6.4 | 2.4 | 2.4 | 25 | 34 | 2.4 | 0 | 0 | 0 | 36 | 0 |  | 0 |  | 0 | 0
31 | 3.2273 | 4.5 | 2.4 | 0 | 0 | 3227272.7273 | 4500000 | 2400000 | 0.001 | 0.001 | 31 | o | 4.5 | o | o | o | 4.5 | 1 | 27 | 38 | 3.2273 | 4.5 | 4.5 | 31 | 31 | 4.5 | 2.4 | 2.4 | 25 | 34 | 2.4 | 0 | 0 | 0 | 36 | 0 |  | 0 |  | 0 | 0
32 | 2.9091 | 4.1818 | 2.4 | 0 | 0 | 2909090.9091 | 4181818.1818 | 2400000 | 0.001 | 0.001 | 32 | o | o | o | o | o | 4.5 | 1 | 27 | 38 | 2.9091 | 4.5 | 1 | 31 | 42 | 4.1818 | 2.4 | 2.4 | 25 | 34 | 2.4 | 0 | 0 | 0 | 36 | 0 |  | 0 |  | 0 | 0
33 | 2.5909 | 3.8636 | 2.4 | 0 | 0 | 2590909.0909 | 3863636.3636 | 2400000 | 0.001 | 0.001 | 33 | o | o | o | o | o | 4.5 | 1 | 27 | 38 | 2.5909 | 4.5 | 1 | 31 | 42 | 3.8636 | 2.4 | 2.4 | 25 | 34 | 2.4 | 0 | 0 | 0 | 36 | 0 |  | 0 |  | 0 | 0
34 | 2.2727 | 3.5455 | 2.4 | 0 | 0 | 2272727.2727 | 3545454.5455 | 2400000 | 0.001 | 0.001 | 34 | o | o | 2.4 | o | o | 4.5 | 1 | 27 | 38 | 2.2727 | 4.5 | 1 | 31 | 42 | 3.5455 | 2.4 | 2.4 | 34 | 34 | 2.4 | 0 | 0 | 0 | 36 | 0 |  | 0 |  | 0 | 0
35 | 1.9545 | 3.2273 | 2.9167 | 0 | 0 | 1954545.4545 | 3227272.7273 | 2916666.6667 | 0.001 | 0.001 | 35 | o | o | o | o | o | 4.5 | 1 | 27 | 38 | 1.9545 | 4.5 | 1 | 31 | 42 | 3.2273 | 2.4 | 5.5 | 34 | 40 | 2.9167 | 0 | 0 | 0 | 36 | 0 |  | 0 |  | 0 | 0
36 | 1.6364 | 2.9091 | 3.4333 | 0 | 0 | 1636363.6364 | 2909090.9091 | 3433333.3333 | 0.001 | 0.001 | 36 | o | o | o | 0 | o | 4.5 | 1 | 27 | 38 | 1.6364 | 4.5 | 1 | 31 | 42 | 2.9091 | 2.4 | 5.5 | 34 | 40 | 3.4333 | 0 | 0 | 36 | 36 | 0 |  | 0 |  | 0 | 0
37 | 1.3182 | 2.5909 | 3.95 | 2.4 | 0 | 1318181.8182 | 2590909.0909 | 3950000 | 2400000 | 0.001 | 37 | o | o | o | 2.4 | o | 4.5 | 1 | 27 | 38 | 1.3182 | 4.5 | 1 | 31 | 42 | 2.5909 | 2.4 | 5.5 | 34 | 40 | 3.95 | 2.4 | 2.4 | 37 | 37 | 2.4 |  | 0 |  | 0 | 0
38 | 1 | 2.2727 | 4.4667 | 2.4 | 0 | 1000000 | 2272727.2727 | 4466666.6667 | 2400000 | 0.001 | 38 | 1 | o | o | o | o | 1 | 1 | 38 | 38 | 1 | 4.5 | 1 | 31 | 42 | 2.2727 | 2.4 | 5.5 | 34 | 40 | 4.4667 | 2.4 | 2.4 | 37 | 46 | 2.4 |  | 0 |  | 0 | 0
39 | 0.96875 | 1.9545 | 4.9833 | 2.4 | 0 | 968750 | 1954545.4545 | 4983333.3333 | 2400000 | 0.001 | 39 | o | o | o | o | o | 1 | 0 | 38 | 70 | 0.96875 | 4.5 | 1 | 31 | 42 | 1.9545 | 2.4 | 5.5 | 34 | 40 | 4.9833 | 2.4 | 2.4 | 37 | 46 | 2.4 |  | 0 |  | 0 | 0
40 | 0.9375 | 1.6364 | 5.5 | 2.4 | 0 | 937500 | 1636363.6364 | 5500000 | 2400000 | 0.001 | 40 | o | o | 5.5 | o | o | 1 | 0 | 38 | 70 | 0.9375 | 4.5 | 1 | 31 | 42 | 1.6364 | 5.5 | 5.5 | 40 | 40 | 5.5 | 2.4 | 2.4 | 37 | 46 | 2.4 |  | 0 |  | 0 | 0
41 | 0.90625 | 1.3182 | 8.3 | 2.4 | 0 | 906250 | 1318181.8182 | 8300000 | 2400000 | 0.001 | 41 | o | o | 8.3 | o | o | 1 | 0 | 38 | 70 | 0.90625 | 4.5 | 1 | 31 | 42 | 1.3182 | 8.3 | 8.3 | 41 | 41 | 8.3 | 2.4 | 2.4 | 37 | 46 | 2.4 |  | 0 |  | 0 | 0
42 | 0.875 | 1 | 6.4 | 2.4 | 0 | 875000 | 1000000 | 6400000 | 2400000 | 0.001 | 42 | o | 1 | o | o | o | 1 | 0 | 38 | 70 | 0.875 | 1 | 1 | 42 | 42 | 1 | 8.3 | 4.5 | 41 | 43 | 6.4 | 2.4 | 2.4 | 37 | 46 | 2.4 |  | 0 |  | 0 | 0
43 | 0.84375 | 0.96875 | 4.5 | 2.4 | 0 | 843750 | 968750 | 4500000 | 2400000 | 0.001 | 43 | o | o | 4.5 | o | o | 1 | 0 | 38 | 70 | 0.84375 | 1 | 0 | 42 | 74 | 0.96875 | 4.5 | 4.5 | 43 | 43 | 4.5 | 2.4 | 2.4 | 37 | 46 | 2.4 |  | 0 |  | 0 | 0
44 | 0.8125 | 0.9375 | 4.1818 | 2.4 | 0 | 812500 | 937500 | 4181818.1818 | 2400000 | 0.001 | 44 | o | o | o | o | o | 1 | 0 | 38 | 70 | 0.8125 | 1 | 0 | 42 | 74 | 0.9375 | 4.5 | 1 | 43 | 54 | 4.1818 | 2.4 | 2.4 | 37 | 46 | 2.4 |  | 0 |  | 0 | 0
45 | 0.78125 | 0.90625 | 3.8636 | 2.4 | 0 | 781250 | 906250 | 3863636.3636 | 2400000 | 0.001 | 45 | o | o | o | o | o | 1 | 0 | 38 | 70 | 0.78125 | 1 | 0 | 42 | 74 | 0.90625 | 4.5 | 1 | 43 | 54 | 3.8636 | 2.4 | 2.4 | 37 | 46 | 2.4 |  | 0 |  | 0 | 0
46 | 0.75 | 0.875 | 3.5455 | 2.4 | 0 | 750000 | 875000 | 3545454.5455 | 2400000 | 0.001 | 46 | o | o | o | 2.4 | o | 1 | 0 | 38 | 70 | 0.75 | 1 | 0 | 42 | 74 | 0.875 | 4.5 | 1 | 43 | 54 | 3.5455 | 2.4 | 2.4 | 46 | 46 | 2.4 |  | 0 |  | 0 | 0
47 | 0.71875 | 0.84375 | 3.2273 | 2.9167 | 0 | 718750 | 843750 | 3227272.7273 | 2916666.6667 | 0.001 | 47 | o | o | o | o | o | 1 | 0 | 38 | 70 | 0.71875 | 1 | 0 | 42 | 74 | 0.84375 | 4.5 | 1 | 43 | 54 | 3.2273 | 2.4 | 5.5 | 46 | 52 | 2.9167 |  | 0 |  | 0 | 0
48 | 0.6875 | 0.8125 | 2.9091 | 3.4333 | 0 | 687500 | 812500 | 2909090.9091 | 3433333.3333 | 0.001 | 48 | o | o | o | o | o | 1 | 0 | 38 | 70 | 0.6875 | 1 | 0 | 42 | 74 | 0.8125 | 4.5 | 1 | 43 | 54 | 2.9091 | 2.4 | 5.5 | 46 | 52 | 3.4333 |  | 0 |  | 0 | 0
49 | 0.65625 | 0.78125 | 2.5909 | 3.95 | 0 | 656250 | 781250 | 2590909.0909 | 3950000 | 0.001 | 49 | o | o | o | o | o | 1 | 0 | 38 | 70 | 0.65625 | 1 | 0 | 42 | 74 | 0.78125 | 4.5 | 1 | 43 | 54 | 2.5909 | 2.4 | 5.5 | 46 | 52 | 3.95 |  | 0 |  | 0 | 0
50 | 0.625 | 0.75 | 2.2727 | 4.4667 | 0 | 625000 | 750000 | 2272727.2727 | 4466666.6667 | 0.001 | 50 | o | o | o | o | o | 1 | 0 | 38 | 70 | 0.625 | 1 | 0 | 42 | 74 | 0.75 | 4.5 | 1 | 43 | 54 | 2.2727 | 2.4 | 5.5 | 46 | 52 | 4.4667 |  | 0 |  | 0 | 0
51 | 0.59375 | 0.71875 | 1.9545 | 4.9833 | 0 | 593750 | 718750 | 1954545.4545 | 4983333.3333 | 0.001 | 51 | o | o | o | o | o | 1 | 0 | 38 | 70 | 0.59375 | 1 | 0 | 42 | 74 | 0.71875 | 4.5 | 1 | 43 | 54 | 1.9545 | 2.4 | 5.5 | 46 | 52 | 4.9833 |  | 0 |  | 0 | 0
52 | 0.5625 | 0.6875 | 1.6364 | 5.5 | 0 | 562500 | 687500 | 1636363.6364 | 5500000 | 0.001 | 52 | o | o | o | 5.5 | o | 1 | 0 | 38 | 70 | 0.5625 | 1 | 0 | 42 | 74 | 0.6875 | 4.5 | 1 | 43 | 54 | 1.6364 | 5.5 | 5.5 | 52 | 52 | 5.5 |  | 0 |  | 0 | 0
53 | 0.53125 | 0.65625 | 1.3182 | 8.3 | 0 | 531250 | 656250 | 1318181.8182 | 8300000 | 0.001 | 53 | o | o | o | 8.3 | o | 1 | 0 | 38 | 70 | 0.53125 | 1 | 0 | 42 | 74 | 0.65625 | 4.5 | 1 | 43 | 54 | 1.3182 | 8.3 | 8.3 | 53 | 53 | 8.3 |  | 0 |  | 0 | 0
54 | 0.5 | 0.625 | 1 | 6.4 | 0 | 500000 | 625000 | 1000000 | 6400000 | 0.001 | 54 | o | o | 1 | o | o | 1 | 0 | 38 | 70 | 0.5 | 1 | 0 | 42 | 74 | 0.625 | 1 | 1 | 54 | 54 | 1 | 8.3 | 4.5 | 53 | 55 | 6.4 |  | 0 |  | 0 | 0
55 | 0.46875 | 0.59375 | 0.96875 | 4.5 | 0 | 468750 | 593750 | 968750 | 4500000 | 0.001 | 55 | o | o | o | 4.5 | o | 1 | 0 | 38 | 70 | 0.46875 | 1 | 0 | 42 | 74 | 0.59375 | 1 | 0 | 54 | 86 | 0.96875 | 4.5 | 4.5 | 55 | 55 | 4.5 |  | 0 |  | 0 | 0
56 | 0.4375 | 0.5625 | 0.9375 | 4.1818 | 0 | 437500 | 562500 | 937500 | 4181818.1818 | 0.001 | 56 | o | o | o | o | o | 1 | 0 | 38 | 70 | 0.4375 | 1 | 0 | 42 | 74 | 0.5625 | 1 | 0 | 54 | 86 | 0.9375 | 4.5 | 1 | 55 | 66 | 4.1818 |  | 0 |  | 0 | 0
57 | 0.40625 | 0.53125 | 0.90625 | 3.8636 | 0 | 406250 | 531250 | 906250 | 3863636.3636 | 0.001 | 57 | o | o | o | o | o | 1 | 0 | 38 | 70 | 0.40625 | 1 | 0 | 42 | 74 | 0.53125 | 1 | 0 | 54 | 86 | 0.90625 | 4.5 | 1 | 55 | 66 | 3.8636 |  | 0 |  | 0 | 0
58 | 0.375 | 0.5 | 0.875 | 3.5455 | 0 | 375000 | 500000 | 875000 | 3545454.5455 | 0.001 | 58 | o | o | o | o | o | 1 | 0 | 38 | 70 | 0.375 | 1 | 0 | 42 | 74 | 0.5 | 1 | 0 | 54 | 86 | 0.875 | 4.5 | 1 | 55 | 66 | 3.5455 |  | 0 |  | 0 | 0
59 | 0.34375 | 0.46875 | 0.84375 | 3.2273 | 0 | 343750 | 468750 | 843750 | 3227272.7273 | 0.001 | 59 | o | o | o | o | o | 1 | 0 | 38 | 70 | 0.34375 | 1 | 0 | 42 | 74 | 0.46875 | 1 | 0 | 54 | 86 | 0.84375 | 4.5 | 1 | 55 | 66 | 3.2273 |  | 0 |  | 0 | 0
60 | 0.3125 | 0.4375 | 0.8125 | 2.9091 | 0 | 312500 | 437500 | 812500 | 2909090.9091 | 0.001 | 60 | o | o | o | o | o | 1 | 0 | 38 | 70 | 0.3125 | 1 | 0 | 42 | 74 | 0.4375 | 1 | 0 | 54 | 86 | 0.8125 | 4.5 | 1 | 55 | 66 | 2.9091 |  | 0 |  | 0 | 0
61 | 0.28125 | 0.40625 | 0.78125 | 2.5909 | 0 | 281250 | 406250 | 781250 | 2590909.0909 | 0.001 | 61 | o | o | o | o | o | 1 | 0 | 38 | 70 | 0.28125 | 1 | 0 | 42 | 74 | 0.40625 | 1 | 0 | 54 | 86 | 0.78125 | 4.5 | 1 | 55 | 66 | 2.5909 |  | 0 |  | 0 | 0
62 | 0.25 | 0.375 | 0.75 | 2.2727 | 0 | 250000 | 375000 | 750000 | 2272727.2727 | 0.001 | 62 | o | o | o | o | o | 1 | 0 | 38 | 70 | 0.25 | 1 | 0 | 42 | 74 | 0.375 | 1 | 0 | 54 | 86 | 0.75 | 4.5 | 1 | 55 | 66 | 2.2727 |  | 0 |  | 0 | 0
63 | 0.21875 | 0.34375 | 0.71875 | 1.9545 | 0 | 218750 | 343750 | 718750 | 1954545.4545 | 0.001 | 63 | o | o | o | o | o | 1 | 0 | 38 | 70 | 0.21875 | 1 | 0 | 42 | 74 | 0.34375 | 1 | 0 | 54 | 86 | 0.71875 | 4.5 | 1 | 55 | 66 | 1.9545 |  | 0 |  | 0 | 0
64 | 0.1875 | 0.3125 | 0.6875 | 1.6364 | 0 | 187500 | 312500 | 687500 | 1636363.6364 | 0.001 | 64 | o | o | o | o | o | 1 | 0 | 38 | 70 | 0.1875 | 1 | 0 | 42 | 74 | 0.3125 | 1 | 0 | 54 | 86 | 0.6875 | 4.5 | 1 | 55 | 66 | 1.6364 |  | 0 |  | 0 | 0
65 | 0.15625 | 0.28125 | 0.65625 | 1.3182 | 0 | 156250 | 281250 | 656250 | 1318181.8182 | 0.001 | 65 | o | o | o | o | o | 1 | 0 | 38 | 70 | 0.15625 | 1 | 0 | 42 | 74 | 0.28125 | 1 | 0 | 54 | 86 | 0.65625 | 4.5 | 1 | 55 | 66 | 1.3182 |  | 0 |  | 0 | 0
66 | 0.125 | 0.25 | 0.625 | 1 | 0 | 125000 | 250000 | 625000 | 1000000 | 0.001 | 66 | o | o | o | 1 | o | 1 | 0 | 38 | 70 | 0.125 | 1 | 0 | 42 | 74 | 0.25 | 1 | 0 | 54 | 86 | 0.625 | 1 | 1 | 66 | 66 | 1 |  | 0 |  | 0 | 0
67 | 0.09375 | 0.21875 | 0.59375 | 0.96875 | 0 | 93750 | 218750 | 593750 | 968750 | 0.001 | 67 | o | o | o | o | o | 1 | 0 | 38 | 70 | 0.09375 | 1 | 0 | 42 | 74 | 0.21875 | 1 | 0 | 54 | 86 | 0.59375 | 1 | 0 | 66 | 98 | 0.96875 |  | 0 |  | 0 | 0
68 | 0.0625 | 0.1875 | 0.5625 | 0.9375 | 0 | 62500 | 187500 | 562500 | 937500 | 0.001 | 68 | o | o | o | o | o | 1 | 0 | 38 | 70 | 0.0625 | 1 | 0 | 42 | 74 | 0.1875 | 1 | 0 | 54 | 86 | 0.5625 | 1 | 0 | 66 | 98 | 0.9375 |  | 0 |  | 0 | 0
69 | 0.03125 | 0.15625 | 0.53125 | 0.90625 | 0 | 31250 | 156250 | 531250 | 906250 | 0.001 | 69 | o | o | o | o | o | 1 | 0 | 38 | 70 | 0.03125 | 1 | 0 | 42 | 74 | 0.15625 | 1 | 0 | 54 | 86 | 0.53125 | 1 | 0 | 66 | 98 | 0.90625 |  | 0 |  | 0 | 0
70 | 0 | 0.125 | 0.5 | 0.875 | 0 | 0.001 | 125000 | 500000 | 875000 | 0.001 | 70 | 0 | o | o | o | o | 0 | 0 | 70 | 70 | 0 | 1 | 0 | 42 | 74 | 0.125 | 1 | 0 | 54 | 86 | 0.5 | 1 | 0 | 66 | 98 | 0.875 |  | 0 |  | 0 | 0
71 | 0 | 0.09375 | 0.46875 | 0.84375 | 0 | 0.001 | 93750 | 468750 | 843750 | 0.001 | 71 | o | o | o | o | o | 0 | 0 | 70 | 70 | 0 | 1 | 0 | 42 | 74 | 0.09375 | 1 | 0 | 54 | 86 | 0.46875 | 1 | 0 | 66 | 98 | 0.84375 |  | 0 |  | 0 | 0
72 | 0 | 0.0625 | 0.4375 | 0.8125 | 0 | 0.001 | 62500 | 437500 | 812500 | 0.001 | 72 | o | o | o | o | o | 0 | 0 | 70 | 70 | 0 | 1 | 0 | 42 | 74 | 0.0625 | 1 | 0 | 54 | 86 | 0.4375 | 1 | 0 | 66 | 98 | 0.8125 |  | 0 |  | 0 | 0
73 | 0 | 0.03125 | 0.40625 | 0.78125 | 0 | 0.001 | 31250 | 406250 | 781250 | 0.001 | 73 | o | o | o | o | o | 0 | 0 | 70 | 70 | 0 | 1 | 0 | 42 | 74 | 0.03125 | 1 | 0 | 54 | 86 | 0.40625 | 1 | 0 | 66 | 98 | 0.78125 |  | 0 |  | 0 | 0
74 | 0 | 0 | 0.375 | 0.75 | 0 | 0.001 | 0.001 | 375000 | 750000 | 0.001 | 74 | o | 0 | o | o | o | 0 | 0 | 70 | 70 | 0 | 0 | 0 | 74 | 74 | 0 | 1 | 0 | 54 | 86 | 0.375 | 1 | 0 | 66 | 98 | 0.75 |  | 0 |  | 0 | 0
75 | 0 | 0 | 0.34375 | 0.71875 | 0 | 0.001 | 0.001 | 343750 | 718750 | 0.001 | 75 | o | o | o | o | o | 0 | 0 | 70 | 70 | 0 | 0 | 0 | 74 | 74 | 0 | 1 | 0 | 54 | 86 | 0.34375 | 1 | 0 | 66 | 98 | 0.71875 |  | 0 |  | 0 | 0
76 | 0 | 0 | 0.3125 | 0.6875 | 0 | 0.001 | 0.001 | 312500 | 687500 | 0.001 | 76 | o | o | o | o | o | 0 | 0 | 70 | 70 | 0 | 0 | 0 | 74 | 74 | 0 | 1 | 0 | 54 | 86 | 0.3125 | 1 | 0 | 66 | 98 | 0.6875 |  | 0 |  | 0 | 0
77 | 0 | 0 | 0.28125 | 0.65625 | 0 | 0.001 | 0.001 | 281250 | 656250 | 0.001 | 77 | o | o | o | o | o | 0 | 0 | 70 | 70 | 0 | 0 | 0 | 74 | 74 | 0 | 1 | 0 | 54 | 86 | 0.28125 | 1 | 0 | 66 | 98 | 0.65625 |  | 0 |  | 0 | 0
78 | 0 | 0 | 0.25 | 0.625 | 0 | 0.001 | 0.001 | 250000 | 625000 | 0.001 | 78 | o | o | o | o | o | 0 | 0 | 70 | 70 | 0 | 0 | 0 | 74 | 74 | 0 | 1 | 0 | 54 | 86 | 0.25 | 1 | 0 | 66 | 98 | 0.625 |  | 0 |  | 0 | 0
79 | 0 | 0 | 0.21875 | 0.59375 | 0 | 0.001 | 0.001 | 218750 | 593750 | 0.001 | 79 | o | o | o | o | o | 0 | 0 | 70 | 70 | 0 | 0 | 0 | 74 | 74 | 0 | 1 | 0 | 54 | 86 | 0.21875 | 1 | 0 | 66 | 98 | 0.59375 |  | 0 |  | 0 | 0
80 | 0 | 0 | 0.1875 | 0.5625 | 0 | 0.001 | 0.001 | 187500 | 562500 | 0.001 | 80 | o | o | o | o | o | 0 | 0 | 70 | 70 | 0 | 0 | 0 | 74 | 74 | 0 | 1 | 0 | 54 | 86 | 0.1875 | 1 | 0 | 66 | 98 | 0.5625 |  | 0 |  | 0 | 0
81 | 0 | 0 | 0.15625 | 0.53125 | 0 | 0.001 | 0.001 | 156250 | 531250 | 0.001 | 81 | o | o | o | o | o | 0 | 0 | 70 | 70 | 0 | 0 | 0 | 74 | 74 | 0 | 1 | 0 | 54 | 86 | 0.15625 | 1 | 0 | 66 | 98 | 0.53125 |  | 0 |  | 0 | 0
82 | 0 | 0 | 0.125 | 0.5 | 0 | 0.001 | 0.001 | 125000 | 500000 | 0.001 | 82 | o | o | o | o | o | 0 | 0 | 70 | 70 | 0 | 0 | 0 | 74 | 74 | 0 | 1 | 0 | 54 | 86 | 0.125 | 1 | 0 | 66 | 98 | 0.5 |  | 0 |  | 0 | 0
83 | 0 | 0 | 0.09375 | 0.46875 | 0 | 0.001 | 0.001 | 93750 | 468750 | 0.001 | 83 | o | o | o | o | o | 0 | 0 | 70 | 70 | 0 | 0 | 0 | 74 | 74 | 0 | 1 | 0 | 54 | 86 | 0.09375 | 1 | 0 | 66 | 98 | 0.46875 |  | 0 |  | 0 | 0
84 | 0 | 0 | 0.0625 | 0.4375 | 0 | 0.001 | 0.001 | 62500 | 437500 | 0.001 | 84 | o | o | o | o | o | 0 | 0 | 70 | 70 | 0 | 0 | 0 | 74 | 74 | 0 | 1 | 0 | 54 | 86 | 0.0625 | 1 | 0 | 66 | 98 | 0.4375 |  | 0 |  | 0 | 0
85 | 0 | 0 | 0.03125 | 0.40625 | 0 | 0.001 | 0.001 | 31250 | 406250 | 0.001 | 85 | o | o | o | o | o | 0 | 0 | 70 | 70 | 0 | 0 | 0 | 74 | 74 | 0 | 1 | 0 | 54 | 86 | 0.03125 | 1 | 0 | 66 | 98 | 0.40625 |  | 0 |  | 0 | 0
86 | 0 | 0 | 0 | 0.375 | 0 | 0.001 | 0.001 | 0.001 | 375000 | 0.001 | 86 | o | o | 0 | o | o | 0 | 0 | 70 | 70 | 0 | 0 | 0 | 74 | 74 | 0 | 0 | 0 | 86 | 86 | 0 | 1 | 0 | 66 | 98 | 0.375 |  | 0 |  | 0 | 0
87 | 0 | 0 | 0 | 0.34375 | 0 | 0.001 | 0.001 | 0.001 | 343750 | 0.001 | 87 | o | o | o | o | o | 0 | 0 | 70 | 70 | 0 | 0 | 0 | 74 | 74 | 0 | 0 | 0 | 86 | 86 | 0 | 1 | 0 | 66 | 98 | 0.34375 |  | 0 |  | 0 | 0
88 | 0 | 0 | 0 | 0.3125 | 0 | 0.001 | 0.001 | 0.001 | 312500 | 0.001 | 88 | o | o | o | o | o | 0 | 0 | 70 | 70 | 0 | 0 | 0 | 74 | 74 | 0 | 0 | 0 | 86 | 86 | 0 | 1 | 0 | 66 | 98 | 0.3125 |  | 0 |  | 0 | 0
89 | 0 | 0 | 0 | 0.28125 | 0 | 0.001 | 0.001 | 0.001 | 281250 | 0.001 | 89 | o | o | o | o | o | 0 | 0 | 70 | 70 | 0 | 0 | 0 | 74 | 74 | 0 | 0 | 0 | 86 | 86 | 0 | 1 | 0 | 66 | 98 | 0.28125 |  | 0 |  | 0 | 0
90 | 0 | 0 | 0 | 0.25 | 0 | 0.001 | 0.001 | 0.001 | 250000 | 0.001 | 90 | o | o | o | o | o | 0 | 0 | 70 | 70 | 0 | 0 | 0 | 74 | 74 | 0 | 0 | 0 | 86 | 86 | 0 | 1 | 0 | 66 | 98 | 0.25 |  | 0 |  | 0 | 0
91 | 0 | 0 | 0 | 0.21875 | 0 | 0.001 | 0.001 | 0.001 | 218750 | 0.001 | 91 | o | o | o | o | o | 0 | 0 | 70 | 70 | 0 | 0 | 0 | 74 | 74 | 0 | 0 | 0 | 86 | 86 | 0 | 1 | 0 | 66 | 98 | 0.21875 |  | 0 |  | 0 | 0
92 | 0 | 0 | 0 | 0.1875 | 0 | 0.001 | 0.001 | 0.001 | 187500 | 0.001 | 92 | o | o | o | o | o | 0 | 0 | 70 | 70 | 0 | 0 | 0 | 74 | 74 | 0 | 0 | 0 | 86 | 86 | 0 | 1 | 0 | 66 | 98 | 0.1875 |  | 0 |  | 0 | 0
93 | 0 | 0 | 0 | 0.15625 | 0 | 0.001 | 0.001 | 0.001 | 156250 | 0.001 | 93 | o | o | o | o | o | 0 | 0 | 70 | 70 | 0 | 0 | 0 | 74 | 74 | 0 | 0 | 0 | 86 | 86 | 0 | 1 | 0 | 66 | 98 | 0.15625 |  | 0 |  | 0 | 0
94 | 0 | 0 | 0 | 0.125 | 0 | 0.001 | 0.001 | 0.001 | 125000 | 0.001 | 94 | o | o | o | o | o | 0 | 0 | 70 | 70 | 0 | 0 | 0 | 74 | 74 | 0 | 0 | 0 | 86 | 86 | 0 | 1 | 0 | 66 | 98 | 0.125 |  | 0 |  | 0 | 0
95 | 0 | 0 | 0 | 0.09375 | 0 | 0.001 | 0.001 | 0.001 | 93750 | 0.001 | 95 | o | o | o | o | o | 0 | 0 | 70 | 70 | 0 | 0 | 0 | 74 | 74 | 0 | 0 | 0 | 86 | 86 | 0 | 1 | 0 | 66 | 98 | 0.09375 |  | 0 |  | 0 | 0
96 | 0 | 0 | 0 | 0.0625 | 0 | 0.001 | 0.001 | 0.001 | 62500 | 0.001 | 96 | o | o | o | o | o | 0 | 0 | 70 | 70 | 0 | 0 | 0 | 74 | 74 | 0 | 0 | 0 | 86 | 86 | 0 | 1 | 0 | 66 | 98 | 0.0625 |  | 0 |  | 0 | 0
97 | 0 | 0 | 0 | 0.03125 | 0 | 0.001 | 0.001 | 0.001 | 31250 | 0.001 | 97 | o | o | o | o | o | 0 | 0 | 70 | 70 | 0 | 0 | 0 | 74 | 74 | 0 | 0 | 0 | 86 | 86 | 0 | 1 | 0 | 66 | 98 | 0.03125 |  | 0 |  | 0 | 0
98 | 0 | 0 | 0 | 0 | 0 | 0.001 | 0.001 | 0.001 | 0.001 | 0.001 | 98 | o | o | o | 0 | o | 0 | 0 | 70 | 70 | 0 | 0 | 0 | 74 | 74 | 0 | 0 | 0 | 86 | 86 | 0 | 0 | 0 | 98 | 98 | 0 |  | 0 |  | 0 | 0
99 | 0 | 0 | 0 | 0 | 0 | 0.001 | 0.001 | 0.001 | 0.001 | 0.001 | 99 | o | o | o | o | o | 0 | 0 | 70 | 70 | 0 | 0 | 0 | 74 | 74 | 0 | 0 | 0 | 86 | 86 | 0 | 0 | 0 | 98 | 98 | 0 |  | 0 |  | 0 | 0
100 | 0 | 0 | 0 | 0 | 0 | 0.001 | 0.001 | 0.001 | 0.001 | 0.001 | 100 | o | o | o | o | o | 0 | 0 | 70 | 70 | 0 | 0 | 0 | 74 | 74 | 0 | 0 | 0 | 86 | 86 | 0 | 0 | 0 | 98 | 98 | 0 |  | 0 |  | 0 | 0
101 | 0 | 0 | 0 | 0 | 0 | 0.001 | 0.001 | 0.001 | 0.001 | 0.001 | 101 | o | o | o | o | o | 0 | 0 | 70 | 70 | 0 | 0 | 0 | 74 | 74 | 0 | 0 | 0 | 86 | 86 | 0 | 0 | 0 | 98 | 98 | 0 |  | 0 |  | 0 | 0
102 | 0 | 0 | 0 | 0 | 0 | 0.001 | 0.001 | 0.001 | 0.001 | 0.001 | 102 | o | o | o | o | o | 0 | 0 | 70 | 70 | 0 | 0 | 0 | 74 | 74 | 0 | 0 | 0 | 86 | 86 | 0 | 0 | 0 | 98 | 98 | 0 |  | 0 |  | 0 | 0
103 | 0 | 0 | 0 | 0 | 0 | 0.001 | 0.001 | 0.001 | 0.001 | 0.001 | 103 | o | o | o | o | o | 0 | 0 | 70 | 70 | 0 | 0 | 0 | 74 | 74 | 0 | 0 | 0 | 86 | 86 | 0 | 0 | 0 | 98 | 98 | 0 |  | 0 |  | 0 | 0
104 | 0 | 0 | 0 | 0 | 0 | 0.001 | 0.001 | 0.001 | 0.001 | 0.001 | 104 | o | o | o | o | o | 0 | 0 | 70 | 70 | 0 | 0 | 0 | 74 | 74 | 0 | 0 | 0 | 86 | 86 | 0 | 0 | 0 | 98 | 98 | 0 |  | 0 |  | 0 | 0
105 | 0 | 0 | 0 | 0 | 0 | 0.001 | 0.001 | 0.001 | 0.001 | 0.001 | 105 | o | o | o | o | o | 0 | 0 | 70 | 70 | 0 | 0 | 0 | 74 | 74 | 0 | 0 | 0 | 86 | 86 | 0 | 0 | 0 | 98 | 98 | 0 |  | 0 |  | 0 | 0
106 | 0 | 0 | 0 | 0 | 0 | 0.001 | 0.001 | 0.001 | 0.001 | 0.001 | 106 | o | o | o | o | o | 0 | 0 | 70 | 70 | 0 | 0 | 0 | 74 | 74 | 0 | 0 | 0 | 86 | 86 | 0 | 0 | 0 | 98 | 98 | 0 |  | 0 |  | 0 | 0
107 | 0 | 0 | 0 | 0 | 0 | 0.001 | 0.001 | 0.001 | 0.001 | 0.001 | 107 | o | o | o | o | o | 0 | 0 | 70 | 70 | 0 | 0 | 0 | 74 | 74 | 0 | 0 | 0 | 86 | 86 | 0 | 0 | 0 | 98 | 98 | 0 |  | 0 |  | 0 | 0
108 | 0 | 0 | 0 | 0 | 0 | 0.001 | 0.001 | 0.001 | 0.001 | 0.001 | 108 | o | o | o | o | o | 0 | 0 | 70 | 70 | 0 | 0 | 0 | 74 | 74 | 0 | 0 | 0 | 86 | 86 | 0 | 0 | 0 | 98 | 98 | 0 |  | 0 |  | 0 | 0
109 | 0 | 0 | 0 | 0 | 0 | 0.001 | 0.001 | 0.001 | 0.001 | 0.001 | 109 | o | o | o | o | o | 0 | 0 | 70 | 70 | 0 | 0 | 0 | 74 | 74 | 0 | 0 | 0 | 86 | 86 | 0 | 0 | 0 | 98 | 98 | 0 |  | 0 |  | 0 | 0
110 | 0 | 0 | 0 | 0 | 0 | 0.001 | 0.001 | 0.001 | 0.001 | 0.001 | 110 | o | o | o | o | o | 0 | 0 | 70 | 70 | 0 | 0 | 0 | 74 | 74 | 0 | 0 | 0 | 86 | 86 | 0 | 0 | 0 | 98 | 98 | 0 |  | 0 |  | 0 | 0
111 | 0 | 0 | 0 | 0 | 0 | 0.001 | 0.001 | 0.001 | 0.001 | 0.001 | 111 | o | o | o | o | o | 0 | 0 | 70 | 70 | 0 | 0 | 0 | 74 | 74 | 0 | 0 | 0 | 86 | 86 | 0 | 0 | 0 | 98 | 98 | 0 |  | 0 |  | 0 | 0
112 | 0 | 0 | 0 | 0 | 0 | 0.001 | 0.001 | 0.001 | 0.001 | 0.001 | 112 | o | o | o | o | o | 0 | 0 | 70 | 70 | 0 | 0 | 0 | 74 | 74 | 0 | 0 | 0 | 86 | 86 | 0 | 0 | 0 | 98 | 98 | 0 |  | 0 |  | 0 | 0
113 | 0 | 0 | 0 | 0 | 0 | 0.001 | 0.001 | 0.001 | 0.001 | 0.001 | 113 | o | o | o | o | o | 0 | 0 | 70 | 70 | 0 | 0 | 0 | 74 | 74 | 0 | 0 | 0 | 86 | 86 | 0 | 0 | 0 | 98 | 98 | 0 |  | 0 |  | 0 | 0
114 | 0 | 0 | 0 | 0 | 0 | 0.001 | 0.001 | 0.001 | 0.001 | 0.001 | 114 | o | o | o | o | o | 0 | 0 | 70 | 70 | 0 | 0 | 0 | 74 | 74 | 0 | 0 | 0 | 86 | 86 | 0 | 0 | 0 | 98 | 98 | 0 |  | 0 |  | 0 | 0
115 | 0 | 0 | 0 | 0 | 0 | 0.001 | 0.001 | 0.001 | 0.001 | 0.001 | 115 | o | o | o | o | o | 0 | 0 | 70 | 70 | 0 | 0 | 0 | 74 | 74 | 0 | 0 | 0 | 86 | 86 | 0 | 0 | 0 | 98 | 98 | 0 |  | 0 |  | 0 | 0
116 | 0 | 0 | 0 | 0 | 0 | 0.001 | 0.001 | 0.001 | 0.001 | 0.001 | 116 | o | o | o | o | o | 0 | 0 | 70 | 70 | 0 | 0 | 0 | 74 | 74 | 0 | 0 | 0 | 86 | 86 | 0 | 0 | 0 | 98 | 98 | 0 |  | 0 |  | 0 | 0
117 | 0 | 0 | 0 | 0 | 0 | 0.001 | 0.001 | 0.001 | 0.001 | 0.001 | 117 | o | o | o | o | o | 0 | 0 | 70 | 70 | 0 | 0 | 0 | 74 | 74 | 0 | 0 | 0 | 86 | 86 | 0 | 0 | 0 | 98 | 98 | 0 |  | 0 |  | 0 | 0
118 | 0 | 0 | 0 | 0 | 0 | 0.001 | 0.001 | 0.001 | 0.001 | 0.001 | 118 | o | o | o | o | o | 0 | 0 | 70 | 70 | 0 | 0 | 0 | 74 | 74 | 0 | 0 | 0 | 86 | 86 | 0 | 0 | 0 | 98 | 98 | 0 |  | 0 |  | 0 | 0
119 | 0 | 0 | 0 | 0 | 0 | 0.001 | 0.001 | 0.001 | 0.001 | 0.001 | 119 | o | o | o | o | o | 0 | 0 | 70 | 70 | 0 | 0 | 0 | 74 | 74 | 0 | 0 | 0 | 86 | 86 | 0 | 0 | 0 | 98 | 98 | 0 |  | 0 |  | 0 | 0
120 | 0 | 0 | 0 | 0 | 0 | 0.001 | 0.001 | 0.001 | 0.001 | 0.001 | 120 | o | o | o | o | o | 0 | 0 | 70 | 70 | 0 | 0 | 0 | 74 | 74 | 0 | 0 | 0 | 86 | 86 | 0 | 0 | 0 | 98 | 98 | 0 |  | 0 |  | 0 | 0
121 | 0 | 0 | 0 | 0 | 0 | 0.001 | 0.001 | 0.001 | 0.001 | 0.001 | 121 | o | o | o | o | o | 0 | 0 | 70 | 70 | 0 | 0 | 0 | 74 | 74 | 0 | 0 | 0 | 86 | 86 | 0 | 0 | 0 | 98 | 98 | 0 |  | 0 |  | 0 | 0
122 | 0 | 0 | 0 | 0 | 0 | 0.001 | 0.001 | 0.001 | 0.001 | 0.001 | 122 | o | o | o | o | o | 0 | 0 | 70 | 70 | 0 | 0 | 0 | 74 | 74 | 0 | 0 | 0 | 86 | 86 | 0 | 0 | 0 | 98 | 98 | 0 |  | 0 |  | 0 | 0
123 | 0 | 0 | 0 | 0 | 0 | 0.001 | 0.001 | 0.001 | 0.001 | 0.001 | 123 | o | o | o | o | o | 0 | 0 | 70 | 70 | 0 | 0 | 0 | 74 | 74 | 0 | 0 | 0 | 86 | 86 | 0 | 0 | 0 | 98 | 98 | 0 |  | 0 |  | 0 | 0
124 | 0 | 0 | 0 | 0 | 0 | 0.001 | 0.001 | 0.001 | 0.001 | 0.001 | 124 | o | o | o | o | o | 0 | 0 | 70 | 70 | 0 | 0 | 0 | 74 | 74 | 0 | 0 | 0 | 86 | 86 | 0 | 0 | 0 | 98 | 98 | 0 |  | 0 |  | 0 | 0
125 | 0 | 0 | 0 | 0 | 0 | 0.001 | 0.001 | 0.001 | 0.001 | 0.001 | 125 | o | o | o | o | o | 0 | 0 | 70 | 70 | 0 | 0 | 0 | 74 | 74 | 0 | 0 | 0 | 86 | 86 | 0 | 0 | 0 | 98 | 98 | 0 |  | 0 |  | 0 | 0
126 | 0 | 0 | 0 | 0 | 0 | 0.001 | 0.001 | 0.001 | 0.001 | 0.001 | 126 | o | o | o | o | o | 0 | 0 | 70 | 70 | 0 | 0 | 0 | 74 | 74 | 0 | 0 | 0 | 86 | 86 | 0 | 0 | 0 | 98 | 98 | 0 |  | 0 |  | 0 | 0
127 | 0 | 0 | 0 | 0 | 0 | 0.001 | 0.001 | 0.001 | 0.001 | 0.001 | 127 | o | o | o | o | o | 0 | 0 | 70 | 70 | 0 | 0 | 0 | 74 | 74 | 0 | 0 | 0 | 86 | 86 | 0 | 0 | 0 | 98 | 98 | 0 |  | 0 |  | 0 | 0
128 | 0 | 0 | 0 | 0 | 0 | 0.001 | 0.001 | 0.001 | 0.001 | 0.001 | 128 | o | o | o | o | o | 0 | 0 | 70 | 70 | 0 | 0 | 0 | 74 | 74 | 0 | 0 | 0 | 86 | 86 | 0 | 0 | 0 | 98 | 98 | 0 |  | 0 |  | 0 | 0
129 | 0 | 0 | 0 | 0 | 0 | 0.001 | 0.001 | 0.001 | 0.001 | 0.001 | 129 | o | o | o | o | o | 0 | 0 | 70 | 70 | 0 | 0 | 0 | 74 | 74 | 0 | 0 | 0 | 86 | 86 | 0 | 0 | 0 | 98 | 98 | 0 |  | 0 |  | 0 | 0
130 | 0 | 0 | 0 | 0 | 0 | 0.001 | 0.001 | 0.001 | 0.001 | 0.001 | 130 | o | o | o | o | o | 0 | 0 | 70 | 70 | 0 | 0 | 0 | 74 | 74 | 0 | 0 | 0 | 86 | 86 | 0 | 0 | 0 | 98 | 98 | 0 |  | 0 |  | 0 | 0
131 | 0 | 0 | 0 | 0 | 0 | 0.001 | 0.001 | 0.001 | 0.001 | 0.001 | 131 | o | o | o | o | o | 0 | 0 | 70 | 70 | 0 | 0 | 0 | 74 | 74 | 0 | 0 | 0 | 86 | 86 | 0 | 0 | 0 | 98 | 98 | 0 |  | 0 |  | 0 | 0
132 | 0 | 0 | 0 | 0 | 0 | 0.001 | 0.001 | 0.001 | 0.001 | 0.001 | 132 | o | o | o | o | o | 0 | 0 | 70 | 70 | 0 | 0 | 0 | 74 | 74 | 0 | 0 | 0 | 86 | 86 | 0 | 0 | 0 | 98 | 98 | 0 |  | 0 |  | 0 | 0
133 | 0 | 0 | 0 | 0 | 0 | 0.001 | 0.001 | 0.001 | 0.001 | 0.001 | 133 | o | o | o | o | o | 0 | 0 | 70 | 70 | 0 | 0 | 0 | 74 | 74 | 0 | 0 | 0 | 86 | 86 | 0 | 0 | 0 | 98 | 98 | 0 |  | 0 |  | 0 | 0
134 | 0 | 0 | 0 | 0 | 0 | 0.001 | 0.001 | 0.001 | 0.001 | 0.001 | 134 | o | o | o | o | o | 0 | 0 | 70 | 70 | 0 | 0 | 0 | 74 | 74 | 0 | 0 | 0 | 86 | 86 | 0 | 0 | 0 | 98 | 98 | 0 |  | 0 |  | 0 | 0
135 | 0 | 0 | 0 | 0 | 0 | 0.001 | 0.001 | 0.001 | 0.001 | 0.001 | 135 | o | o | o | o | o | 0 | 0 | 70 | 70 | 0 | 0 | 0 | 74 | 74 | 0 | 0 | 0 | 86 | 86 | 0 | 0 | 0 | 98 | 98 | 0 |  | 0 |  | 0 | 0
136 | 0 | 0 | 0 | 0 | 0 | 0.001 | 0.001 | 0.001 | 0.001 | 0.001 | 136 | o | o | o | o | o | 0 | 0 | 70 | 70 | 0 | 0 | 0 | 74 | 74 | 0 | 0 | 0 | 86 | 86 | 0 | 0 | 0 | 98 | 98 | 0 |  | 0 |  | 0 | 0
137 | 0 | 0 | 0 | 0 | 0 | 0.001 | 0.001 | 0.001 | 0.001 | 0.001 | 137 | o | o | o | o | o | 0 | 0 | 70 | 70 | 0 | 0 | 0 | 74 | 74 | 0 | 0 | 0 | 86 | 86 | 0 | 0 | 0 | 98 | 98 | 0 |  | 0 |  | 0 | 0
138 | 0 | 0 | 0 | 0 | 0 | 0.001 | 0.001 | 0.001 | 0.001 | 0.001 | 138 | o | o | o | o | o | 0 | 0 | 70 | 70 | 0 | 0 | 0 | 74 | 74 | 0 | 0 | 0 | 86 | 86 | 0 | 0 | 0 | 98 | 98 | 0 |  | 0 |  | 0 | 0
139 | 0 | 0 | 0 | 0 | 0 | 0.001 | 0.001 | 0.001 | 0.001 | 0.001 | 139 | o | o | o | o | o | 0 | 0 | 70 | 70 | 0 | 0 | 0 | 74 | 74 | 0 | 0 | 0 | 86 | 86 | 0 | 0 | 0 | 98 | 98 | 0 |  | 0 |  | 0 | 0
140 | 0 | 0 | 0 | 0 | 0 | 0.001 | 0.001 | 0.001 | 0.001 | 0.001 | 140 | o | o | o | o | o | 0 | 0 | 70 | 70 | 0 | 0 | 0 | 74 | 74 | 0 | 0 | 0 | 86 | 86 | 0 | 0 | 0 | 98 | 98 | 0 |  | 0 |  | 0 | 0
141 | 0 | 0 | 0 | 0 | 0 | 0.001 | 0.001 | 0.001 | 0.001 | 0.001 | 141 | o | o | o | o | o | 0 | 0 | 70 | 70 | 0 | 0 | 0 | 74 | 74 | 0 | 0 | 0 | 86 | 86 | 0 | 0 | 0 | 98 | 98 | 0 |  | 0 |  | 0 | 0
142 | 0 | 0 | 0 | 0 | 0 | 0.001 | 0.001 | 0.001 | 0.001 | 0.001 | 142 | o | o | o | o | o | 0 | 0 | 70 | 70 | 0 | 0 | 0 | 74 | 74 | 0 | 0 | 0 | 86 | 86 | 0 | 0 | 0 | 98 | 98 | 0 |  | 0 |  | 0 | 0
143 | 0 | 0 | 0 | 0 | 0 | 0.001 | 0.001 | 0.001 | 0.001 | 0.001 | 143 | o | o | o | o | o | 0 | 0 | 70 | 70 | 0 | 0 | 0 | 74 | 74 | 0 | 0 | 0 | 86 | 86 | 0 | 0 | 0 | 98 | 98 | 0 |  | 0 |  | 0 | 0
144 | 0 | 0 | 0 | 0 | 0 | 0.001 | 0.001 | 0.001 | 0.001 | 0.001 | 144 | o | o | o | o | o | 0 | 0 | 70 | 70 | 0 | 0 | 0 | 74 | 74 | 0 | 0 | 0 | 86 | 86 | 0 | 0 | 0 | 98 | 98 | 0 |  | 0 |  | 0 | 0
145 | 0 | 0 | 0 | 0 | 0 | 0.001 | 0.001 | 0.001 | 0.001 | 0.001 | 145 | o | o | o | o | o | 0 | 0 | 70 | 70 | 0 | 0 | 0 | 74 | 74 | 0 | 0 | 0 | 86 | 86 | 0 | 0 | 0 | 98 | 98 | 0 |  | 0 |  | 0 | 0
146 | 0 | 0 | 0 | 0 | 0 | 0.001 | 0.001 | 0.001 | 0.001 | 0.001 | 146 | o | o | o | o | o | 0 | 0 | 70 | 70 | 0 | 0 | 0 | 74 | 74 | 0 | 0 | 0 | 86 | 86 | 0 | 0 | 0 | 98 | 98 | 0 |  | 0 |  | 0 | 0
147 | 0 | 0 | 0 | 0 | 0 | 0.001 | 0.001 | 0.001 | 0.001 | 0.001 | 147 | o | o | o | o | o | 0 | 0 | 70 | 70 | 0 | 0 | 0 | 74 | 74 | 0 | 0 | 0 | 86 | 86 | 0 | 0 | 0 | 98 | 98 | 0 |  | 0 |  | 0 | 0
148 | 0 | 0 | 0 | 0 | 0 | 0.001 | 0.001 | 0.001 | 0.001 | 0.001 | 148 | o | o | o | o | o | 0 | 0 | 70 | 70 | 0 | 0 | 0 | 74 | 74 | 0 | 0 | 0 | 86 | 86 | 0 | 0 | 0 | 98 | 98 | 0 |  | 0 |  | 0 | 0
149 | 0 | 0 | 0 | 0 | 0 | 0.001 | 0.001 | 0.001 | 0.001 | 0.001 | 149 | o | o | o | o | o | 0 | 0 | 70 | 70 | 0 | 0 | 0 | 74 | 74 | 0 | 0 | 0 | 86 | 86 | 0 | 0 | 0 | 98 | 98 | 0 |  | 0 |  | 0 | 0
150 | 0 | 0 | 0 | 0 | 0 | 0.001 | 0.001 | 0.001 | 0.001 | 0.001 | 150 | o | o | o | o | o | 0 | 0 | 70 | 70 | 0 | 0 | 0 | 74 | 74 | 0 | 0 | 0 | 86 | 86 | 0 | 0 | 0 | 98 | 98 | 0 |  | 0 |  | 0 | 0
151 | 0 | 0 | 0 | 0 | 0 | 0.001 | 0.001 | 0.001 | 0.001 | 0.001 | 151 | o | o | o | o | o | 0 | 0 | 70 | 70 | 0 | 0 | 0 | 74 | 74 | 0 | 0 | 0 | 86 | 86 | 0 | 0 | 0 | 98 | 98 | 0 |  | 0 |  | 0 | 0
152 | 0 | 0 | 0 | 0 | 0 | 0.001 | 0.001 | 0.001 | 0.001 | 0.001 | 152 | o | o | o | o | o | 0 | 0 | 70 | 70 | 0 | 0 | 0 | 74 | 74 | 0 | 0 | 0 | 86 | 86 | 0 | 0 | 0 | 98 | 98 | 0 |  | 0 |  | 0 | 0
153 | 0 | 0 | 0 | 0 | 0 | 0.001 | 0.001 | 0.001 | 0.001 | 0.001 | 153 | o | o | o | o | o | 0 | 0 | 70 | 70 | 0 | 0 | 0 | 74 | 74 | 0 | 0 | 0 | 86 | 86 | 0 | 0 | 0 | 98 | 98 | 0 |  | 0 |  | 0 | 0
154 | 0 | 0 | 0 | 0 | 0 | 0.001 | 0.001 | 0.001 | 0.001 | 0.001 | 154 | o | o | o | o | o | 0 | 0 | 70 | 70 | 0 | 0 | 0 | 74 | 74 | 0 | 0 | 0 | 86 | 86 | 0 | 0 | 0 | 98 | 98 | 0 |  | 0 |  | 0 | 0
155 | 0 | 0 | 0 | 0 | 0 | 0.001 | 0.001 | 0.001 | 0.001 | 0.001 | 155 | o | o | o | o | o | 0 | 0 | 70 | 70 | 0 | 0 | 0 | 74 | 74 | 0 | 0 | 0 | 86 | 86 | 0 | 0 | 0 | 98 | 98 | 0 |  | 0 |  | 0 | 0
156 | 0 | 0 | 0 | 0 | 0 | 0.001 | 0.001 | 0.001 | 0.001 | 0.001 | 156 | o | o | o | o | o | 0 | 0 | 70 | 70 | 0 | 0 | 0 | 74 | 74 | 0 | 0 | 0 | 86 | 86 | 0 | 0 | 0 | 98 | 98 | 0 |  | 0 |  | 0 | 0
157 | 0 | 0 | 0 | 0 | 0 | 0.001 | 0.001 | 0.001 | 0.001 | 0.001 | 157 | o | o | o | o | o | 0 | 0 | 70 | 70 | 0 | 0 | 0 | 74 | 74 | 0 | 0 | 0 | 86 | 86 | 0 | 0 | 0 | 98 | 98 | 0 |  | 0 |  | 0 | 0
158 | 0 | 0 | 0 | 0 | 0 | 0.001 | 0.001 | 0.001 | 0.001 | 0.001 | 158 | o | o | o | o | o | 0 | 0 | 70 | 70 | 0 | 0 | 0 | 74 | 74 | 0 | 0 | 0 | 86 | 86 | 0 | 0 | 0 | 98 | 98 | 0 |  | 0 |  | 0 | 0
159 | 0 | 0 | 0 | 0 | 0 | 0.001 | 0.001 | 0.001 | 0.001 | 0.001 | 159 | o | o | o | o | o | 0 | 0 | 70 | 70 | 0 | 0 | 0 | 74 | 74 | 0 | 0 | 0 | 86 | 86 | 0 | 0 | 0 | 98 | 98 | 0 |  | 0 |  | 0 | 0
160 | 0 | 0 | 0 | 0 | 0 | 0.001 | 0.001 | 0.001 | 0.001 | 0.001 | 160 | o | o | o | o | o | 0 | 0 | 70 | 70 | 0 | 0 | 0 | 74 | 74 | 0 | 0 | 0 | 86 | 86 | 0 | 0 | 0 | 98 | 98 | 0 |  | 0 |  | 0 | 0
161 | 0 | 0 | 0 | 0 | 0 | 0.001 | 0.001 | 0.001 | 0.001 | 0.001 | 161 | o | o | o | o | o | 0 | 0 | 70 | 70 | 0 | 0 | 0 | 74 | 74 | 0 | 0 | 0 | 86 | 86 | 0 | 0 | 0 | 98 | 98 | 0 |  | 0 |  | 0 | 0
162 | 0 | 0 | 0 | 0 | 0 | 0.001 | 0.001 | 0.001 | 0.001 | 0.001 | 162 | o | o | o | o | o | 0 | 0 | 70 | 70 | 0 | 0 | 0 | 74 | 74 | 0 | 0 | 0 | 86 | 86 | 0 | 0 | 0 | 98 | 98 | 0 |  | 0 |  | 0 | 0
163 | 0 | 0 | 0 | 0 | 0 | 0.001 | 0.001 | 0.001 | 0.001 | 0.001 | 163 | o | o | o | o | o | 0 | 0 | 70 | 70 | 0 | 0 | 0 | 74 | 74 | 0 | 0 | 0 | 86 | 86 | 0 | 0 | 0 | 98 | 98 | 0 |  | 0 |  | 0 | 0
164 | 0 | 0 | 0 | 0 | 0 | 0.001 | 0.001 | 0.001 | 0.001 | 0.001 | 164 | o | o | o | o | o | 0 | 0 | 70 | 70 | 0 | 0 | 0 | 74 | 74 | 0 | 0 | 0 | 86 | 86 | 0 | 0 | 0 | 98 | 98 | 0 |  | 0 |  | 0 | 0
165 | 0 | 0 | 0 | 0 | 0 | 0.001 | 0.001 | 0.001 | 0.001 | 0.001 | 165 | o | o | o | o | o | 0 | 0 | 70 | 70 | 0 | 0 | 0 | 74 | 74 | 0 | 0 | 0 | 86 | 86 | 0 | 0 | 0 | 98 | 98 | 0 |  | 0 |  | 0 | 0
166 | 0 | 0 | 0 | 0 | 0 | 0.001 | 0.001 | 0.001 | 0.001 | 0.001 | 166 | o | o | o | o | o | 0 | 0 | 70 | 70 | 0 | 0 | 0 | 74 | 74 | 0 | 0 | 0 | 86 | 86 | 0 | 0 | 0 | 98 | 98 | 0 |  | 0 |  | 0 | 0
167 | 0 | 0 | 0 | 0 | 0 | 0.001 | 0.001 | 0.001 | 0.001 | 0.001 | 167 | o | o | o | o | o | 0 | 0 | 70 | 70 | 0 | 0 | 0 | 74 | 74 | 0 | 0 | 0 | 86 | 86 | 0 | 0 | 0 | 98 | 98 | 0 |  | 0 |  | 0 | 0
168 | 0 | 0 | 0 | 0 | 0 | 0.001 | 0.001 | 0.001 | 0.001 | 0.001 | 168 | o | o | o | o | o | 0 | 0 | 70 | 70 | 0 | 0 | 0 | 74 | 74 | 0 | 0 | 0 | 86 | 86 | 0 | 0 | 0 | 98 | 98 | 0 |  | 0 |  | 0 | 0
169 | 0 | 0 | 0 | 0 | 0 | 0.001 | 0.001 | 0.001 | 0.001 | 0.001 | 169 | o | o | o | o | o | 0 | 0 | 70 | 70 | 0 | 0 | 0 | 74 | 74 | 0 | 0 | 0 | 86 | 86 | 0 | 0 | 0 | 98 | 98 | 0 |  | 0 |  | 0 | 0
170 | 0 | 0 | 0 | 0 | 0 | 0.001 | 0.001 | 0.001 | 0.001 | 0.001 | 170 | o | o | o | o | o | 0 | 0 | 70 | 70 | 0 | 0 | 0 | 74 | 74 | 0 | 0 | 0 | 86 | 86 | 0 | 0 | 0 | 98 | 98 | 0 |  | 0 |  | 0 | 0
171 | 0 | 0 | 0 | 0 | 0 | 0.001 | 0.001 | 0.001 | 0.001 | 0.001 | 171 | o | o | o | o | o | 0 | 0 | 70 | 70 | 0 | 0 | 0 | 74 | 74 | 0 | 0 | 0 | 86 | 86 | 0 | 0 | 0 | 98 | 98 | 0 |  | 0 |  | 0 | 0
172 | 0 | 0 | 0 | 0 | 0 | 0.001 | 0.001 | 0.001 | 0.001 | 0.001 | 172 | o | o | o | o | o | 0 | 0 | 70 | 70 | 0 | 0 | 0 | 74 | 74 | 0 | 0 | 0 | 86 | 86 | 0 | 0 | 0 | 98 | 98 | 0 |  | 0 |  | 0 | 0
173 | 0 | 0 | 0 | 0 | 0 | 0.001 | 0.001 | 0.001 | 0.001 | 0.001 | 173 | o | o | o | o | o | 0 | 0 | 70 | 70 | 0 | 0 | 0 | 74 | 74 | 0 | 0 | 0 | 86 | 86 | 0 | 0 | 0 | 98 | 98 | 0 |  | 0 |  | 0 | 0
174 | 0 | 0 | 0 | 0 | 0 | 0.001 | 0.001 | 0.001 | 0.001 | 0.001 | 174 | o | o | o | o | o | 0 | 0 | 70 | 70 | 0 | 0 | 0 | 74 | 74 | 0 | 0 | 0 | 86 | 86 | 0 | 0 | 0 | 98 | 98 | 0 |  | 0 |  | 0 | 0
175 | 0 | 0 | 0 | 0 | 0 | 0.001 | 0.001 | 0.001 | 0.001 | 0.001 | 175 | o | o | o | o | o | 0 | 0 | 70 | 70 | 0 | 0 | 0 | 74 | 74 | 0 | 0 | 0 | 86 | 86 | 0 | 0 | 0 | 98 | 98 | 0 |  | 0 |  | 0 | 0
176 | 0 | 0 | 0 | 0 | 0 | 0.001 | 0.001 | 0.001 | 0.001 | 0.001 | 176 | o | o | o | o | o | 0 | 0 | 70 | 70 | 0 | 0 | 0 | 74 | 74 | 0 | 0 | 0 | 86 | 86 | 0 | 0 | 0 | 98 | 98 | 0 |  | 0 |  | 0 | 0
177 | 0 | 0 | 0 | 0 | 0 | 0.001 | 0.001 | 0.001 | 0.001 | 0.001 | 177 | o | o | o | o | o | 0 | 0 | 70 | 70 | 0 | 0 | 0 | 74 | 74 | 0 | 0 | 0 | 86 | 86 | 0 | 0 | 0 | 98 | 98 | 0 |  | 0 |  | 0 | 0
178 | 0 | 0 | 0 | 0 | 0 | 0.001 | 0.001 | 0.001 | 0.001 | 0.001 | 178 | o | o | o | o | o | 0 | 0 | 70 | 70 | 0 | 0 | 0 | 74 | 74 | 0 | 0 | 0 | 86 | 86 | 0 | 0 | 0 | 98 | 98 | 0 |  | 0 |  | 0 | 0
179 | 0 | 0 | 0 | 0 | 0 | 0.001 | 0.001 | 0.001 | 0.001 | 0.001 | 179 | o | o | o | o | o | 0 | 0 | 70 | 70 | 0 | 0 | 0 | 74 | 74 | 0 | 0 | 0 | 86 | 86 | 0 | 0 | 0 | 98 | 98 | 0 |  | 0 |  | 0 | 0
180 | 0 | 0 | 0 | 0 | 0 | 0.001 | 0.001 | 0.001 | 0.001 | 0.001 | 180 | o | o | o | o | o | 0 | 0 | 70 | 70 | 0 | 0 | 0 | 74 | 74 | 0 | 0 | 0 | 86 | 86 | 0 | 0 | 0 | 98 | 98 | 0 |  | 0 |  | 0 | 0
181 | 0 | 0 | 0 | 0 | 0 | 0.001 | 0.001 | 0.001 | 0.001 | 0.001 | 181 | o | o | o | o | o | 0 | 0 | 70 | 70 | 0 | 0 | 0 | 74 | 74 | 0 | 0 | 0 | 86 | 86 | 0 | 0 | 0 | 98 | 98 | 0 |  | 0 |  | 0 | 0
182 | 0 | 0 | 0 | 0 | 0 | 0.001 | 0.001 | 0.001 | 0.001 | 0.001 | 182 | o | o | o | o | o | 0 | 0 | 70 | 70 | 0 | 0 | 0 | 74 | 74 | 0 | 0 | 0 | 86 | 86 | 0 | 0 | 0 | 98 | 98 | 0 |  | 0 |  | 0 | 0
183 | 0 | 0 | 0 | 0 | 0 | 0.001 | 0.001 | 0.001 | 0.001 | 0.001 | 183 | o | o | o | o | o | 0 | 0 | 70 | 70 | 0 | 0 | 0 | 74 | 74 | 0 | 0 | 0 | 86 | 86 | 0 | 0 | 0 | 98 | 98 | 0 |  | 0 |  | 0 | 0
184 | 0 | 0 | 0 | 0 | 0 | 0.001 | 0.001 | 0.001 | 0.001 | 0.001 | 184 | o | o | o | o | o | 0 | 0 | 70 | 70 | 0 | 0 | 0 | 74 | 74 | 0 | 0 | 0 | 86 | 86 | 0 | 0 | 0 | 98 | 98 | 0 |  | 0 |  | 0 | 0
185 | 0 | 0 | 0 | 0 | 0 | 0.001 | 0.001 | 0.001 | 0.001 | 0.001 | 185 | o | o | o | o | o | 0 | 0 | 70 | 70 | 0 | 0 | 0 | 74 | 74 | 0 | 0 | 0 | 86 | 86 | 0 | 0 | 0 | 98 | 98 | 0 |  | 0 |  | 0 | 0
186 | 0 | 0 | 0 | 0 | 0 | 0.001 | 0.001 | 0.001 | 0.001 | 0.001 | 186 | o | o | o | o | o | 0 | 0 | 70 | 70 | 0 | 0 | 0 | 74 | 74 | 0 | 0 | 0 | 86 | 86 | 0 | 0 | 0 | 98 | 98 | 0 |  | 0 |  | 0 | 0
187 | 0 | 0 | 0 | 0 | 0 | 0.001 | 0.001 | 0.001 | 0.001 | 0.001 | 187 | o | o | o | o | o | 0 | 0 | 70 | 70 | 0 | 0 | 0 | 74 | 74 | 0 | 0 | 0 | 86 | 86 | 0 | 0 | 0 | 98 | 98 | 0 |  | 0 |  | 0 | 0
188 | 0 | 0 | 0 | 0 | 0 | 0.001 | 0.001 | 0.001 | 0.001 | 0.001 | 188 | o | o | o | o | o | 0 | 0 | 70 | 70 | 0 | 0 | 0 | 74 | 74 | 0 | 0 | 0 | 86 | 86 | 0 | 0 | 0 | 98 | 98 | 0 |  | 0 |  | 0 | 0
189 | 0 | 0 | 0 | 0 | 0 | 0.001 | 0.001 | 0.001 | 0.001 | 0.001 | 189 | o | o | o | o | o | 0 | 0 | 70 | 70 | 0 | 0 | 0 | 74 | 74 | 0 | 0 | 0 | 86 | 86 | 0 | 0 | 0 | 98 | 98 | 0 |  | 0 |  | 0 | 0
190 | 0 | 0 | 0 | 0 | 0 | 0.001 | 0.001 | 0.001 | 0.001 | 0.001 | 190 | o | o | o | o | o | 0 | 0 | 70 | 70 | 0 | 0 | 0 | 74 | 74 | 0 | 0 | 0 | 86 | 86 | 0 | 0 | 0 | 98 | 98 | 0 |  | 0 |  | 0 | 0
191 | 0 | 0 | 0 | 0 | 0 | 0.001 | 0.001 | 0.001 | 0.001 | 0.001 | 191 | o | o | o | o | o | 0 | 0 | 70 | 70 | 0 | 0 | 0 | 74 | 74 | 0 | 0 | 0 | 86 | 86 | 0 | 0 | 0 | 98 | 98 | 0 |  | 0 |  | 0 | 0
192 | 0 | 0 | 0 | 0 | 0 | 0.001 | 0.001 | 0.001 | 0.001 | 0.001 | 192 | o | o | o | o | o | 0 | 0 | 70 | 70 | 0 | 0 | 0 | 74 | 74 | 0 | 0 | 0 | 86 | 86 | 0 | 0 | 0 | 98 | 98 | 0 |  | 0 |  | 0 | 0
193 | 0 | 0 | 0 | 0 | 0 | 0.001 | 0.001 | 0.001 | 0.001 | 0.001 | 193 | o | o | o | o | o | 0 | 0 | 70 | 70 | 0 | 0 | 0 | 74 | 74 | 0 | 0 | 0 | 86 | 86 | 0 | 0 | 0 | 98 | 98 | 0 |  | 0 |  | 0 | 0
194 | 0 | 0 | 0 | 0 | 0 | 0.001 | 0.001 | 0.001 | 0.001 | 0.001 | 194 | o | o | o | o | o | 0 | 0 | 70 | 70 | 0 | 0 | 0 | 74 | 74 | 0 | 0 | 0 | 86 | 86 | 0 | 0 | 0 | 98 | 98 | 0 |  | 0 |  | 0 | 0
195 | 0 | 0 | 0 | 0 | 0 | 0.001 | 0.001 | 0.001 | 0.001 | 0.001 | 195 | o | o | o | o | o | 0 | 0 | 70 | 70 | 0 | 0 | 0 | 74 | 74 | 0 | 0 | 0 | 86 | 86 | 0 | 0 | 0 | 98 | 98 | 0 |  | 0 |  | 0 | 0
196 | 0 | 0 | 0 | 0 | 0 | 0.001 | 0.001 | 0.001 | 0.001 | 0.001 | 196 | o | o | o | o | o | 0 | 0 | 70 | 70 | 0 | 0 | 0 | 74 | 74 | 0 | 0 | 0 | 86 | 86 | 0 | 0 | 0 | 98 | 98 | 0 |  | 0 |  | 0 | 0
197 | 0 | 0 | 0 | 0 | 0 | 0.001 | 0.001 | 0.001 | 0.001 | 0.001 | 197 | o | o | o | o | o | 0 | 0 | 70 | 70 | 0 | 0 | 0 | 74 | 74 | 0 | 0 | 0 | 86 | 86 | 0 | 0 | 0 | 98 | 98 | 0 |  | 0 |  | 0 | 0
198 | 0 | 0 | 0 | 0 | 0 | 0.001 | 0.001 | 0.001 | 0.001 | 0.001 | 198 | o | o | o | o | o | 0 | 0 | 70 | 70 | 0 | 0 | 0 | 74 | 74 | 0 | 0 | 0 | 86 | 86 | 0 | 0 | 0 | 98 | 98 | 0 |  | 0 |  | 0 | 0
199 | 0 | 0 | 0 | 0 | 0 | 0.001 | 0.001 | 0.001 | 0.001 | 0.001 | 199 | o | o | o | o | o | 0 | 0 | 70 | 70 | 0 | 0 | 0 | 74 | 74 | 0 | 0 | 0 | 86 | 86 | 0 | 0 | 0 | 98 | 98 | 0 |  | 0 |  | 0 | 0
200 | 0 | 0 | 0 | 0 | 0 | 0.001 | 0.001 | 0.001 | 0.001 | 0.001 | 200 | o | o | o | o | o | 0 | 0 | 70 | 70 | 0 | 0 | 0 | 74 | 74 | 0 | 0 | 0 | 86 | 86 | 0 | 0 | 0 | 98 | 98 | 0 |  | 0 |  | 0 | 0

## C1
Car N° 1 |  | Q ne peut pas être = à 0 !!
Coef. Beam : | 1
H = | 2.234 | m
D = | 3.91 | m
Calculation of q"1 for r C 1 in m
t | Q | Q* | Q*H | z' | LH | y
mn | [W] | - | - | m | m | - | 7.5
0 | 0.001 | 2.9801e-11 | 1.2077e-10 | 0.0005773 | -2.2305 | 2413.7532 | 4.5722e-12
1 | 350000 | 0.01043 | 0.04227 | 1.0646 | 0.046728 | 3.228 | 0.19636
2 | 700000 | 0.020861 | 0.084541 | 1.2847 | 0.63291 | 2.6541 | 0.40514
3 | 1050000 | 0.031291 | 0.12681 | 1.4154 | 1.0434 | 2.3759 | 0.6103
4 | 1400000 | 0.041722 | 0.16908 | 1.5047 | 1.3697 | 2.2 | 0.81115
5 | 1400000 | 0.041722 | 0.16908 | 1.5047 | 1.3697 | 2.2 | 0.81115
6 | 1400000 | 0.041722 | 0.16908 | 1.5047 | 1.3697 | 2.2 | 0.81115
7 | 1400000 | 0.041722 | 0.16908 | 1.5047 | 1.3697 | 2.2 | 0.81115
8 | 1400000 | 0.041722 | 0.16908 | 1.5047 | 1.3697 | 2.2 | 0.81115
9 | 1400000 | 0.041722 | 0.16908 | 1.5047 | 1.3697 | 2.2 | 0.81115
10 | 1400000 | 0.041722 | 0.16908 | 1.5047 | 1.3697 | 2.2 | 0.81115
11 | 1400000 | 0.041722 | 0.16908 | 1.5047 | 1.3697 | 2.2 | 0.81115
12 | 1400000 | 0.041722 | 0.16908 | 1.5047 | 1.3697 | 2.2 | 0.81115
13 | 1400000 | 0.041722 | 0.16908 | 1.5047 | 1.3697 | 2.2 | 0.81115
14 | 1400000 | 0.041722 | 0.16908 | 1.5047 | 1.3697 | 2.2 | 0.81115
15 | 1400000 | 0.041722 | 0.16908 | 1.5047 | 1.3697 | 2.2 | 0.81115
16 | 1400000 | 0.041722 | 0.16908 | 1.5047 | 1.3697 | 2.2 | 0.81115
17 | 1912500 | 0.056995 | 0.23098 | 1.5937 | 1.7605 | 2.0271 | 1.0982
18 | 2425000 | 0.072268 | 0.29287 | 1.6526 | 2.086 | 1.9065 | 1.378
19 | 2937500 | 0.087541 | 0.35477 | 1.6921 | 2.3682 | 1.8153 | 1.6518
20 | 3450000 | 0.10281 | 0.41667 | 1.7181 | 2.619 | 1.7428 | 1.9208
21 | 3962500 | 0.11809 | 0.47856 | 1.734 | 2.846 | 1.683 | 2.1856
22 | 4475000 | 0.13336 | 0.54046 | 1.7423 | 3.054 | 1.6324 | 2.447
23 | 4987500 | 0.14863 | 0.60235 | 1.7445 | 3.2467 | 1.5887 | 2.7055
24 | 5500000 | 0.16391 | 0.66425 | 1.7417 | 3.4264 | 1.5503 | 2.9617
25 | 8300000 | 0.24735 | 1.0024 | 1.6691 | 4.2498 | 1.3987 | 4.3346
26 | 6400000 | 0.19073 | 0.77295 | 1.7274 | 3.7167 | 1.4927 | 3.4069
27 | 4500000 | 0.13411 | 0.54348 | 1.7425 | 3.0637 | 1.6301 | 2.4597
28 | 4181818.1818 | 0.12462 | 0.50505 | 1.7384 | 2.9371 | 1.6604 | 2.2978
29 | 3863636.3636 | 0.11514 | 0.46662 | 1.7316 | 2.8038 | 1.6937 | 2.1348
30 | 3545454.5455 | 0.10566 | 0.42819 | 1.7217 | 2.6629 | 1.7308 | 1.9704
31 | 3227272.7273 | 0.096177 | 0.38977 | 1.7082 | 2.5133 | 1.7725 | 1.8044
32 | 2909090.9091 | 0.086695 | 0.35134 | 1.6903 | 2.3534 | 1.8198 | 1.6368
33 | 2590909.0909 | 0.077212 | 0.31291 | 1.6671 | 2.1814 | 1.8744 | 1.4672
34 | 2272727.2727 | 0.06773 | 0.27448 | 1.6375 | 1.9946 | 1.9385 | 1.2955
35 | 1954545.4545 | 0.058248 | 0.23606 | 1.5995 | 1.7892 | 2.0157 | 1.1214
36 | 1636363.6364 | 0.048766 | 0.19763 | 1.5505 | 1.5601 | 2.1114 | 0.9445
37 | 1318181.8182 | 0.039284 | 0.1592 | 1.4864 | 1.2988 | 2.2355 | 0.76457
38 | 1000000 | 0.029801 | 0.12077 | 1.3999 | 0.99101 | 2.4074 | 0.58126
39 | 968750 | 0.02887 | 0.117 | 1.3897 | 0.9574 | 2.4282 | 0.56306
40 | 937500 | 0.027939 | 0.11322 | 1.3792 | 0.92305 | 2.4499 | 0.54483
41 | 906250 | 0.027007 | 0.10945 | 1.3683 | 0.88793 | 2.4726 | 0.52657
42 | 875000 | 0.026076 | 0.10568 | 1.357 | 0.85198 | 2.4963 | 0.50826
43 | 843750 | 0.025145 | 0.1019 | 1.3452 | 0.81517 | 2.5212 | 0.48993
44 | 812500 | 0.024214 | 0.098128 | 1.333 | 0.77743 | 2.5474 | 0.47156
45 | 781250 | 0.023282 | 0.094354 | 1.3203 | 0.7387 | 2.575 | 0.45315
46 | 750000 | 0.022351 | 0.09058 | 1.3071 | 0.69893 | 2.604 | 0.43471
47 | 718750 | 0.02142 | 0.086805 | 1.2933 | 0.65802 | 2.6348 | 0.41624
48 | 687500 | 0.020488 | 0.083031 | 1.2789 | 0.61591 | 2.6673 | 0.39774
49 | 656250 | 0.019557 | 0.079257 | 1.2638 | 0.57249 | 2.702 | 0.3792
50 | 625000 | 0.018626 | 0.075483 | 1.248 | 0.52767 | 2.7389 | 0.36064
51 | 593750 | 0.017695 | 0.071709 | 1.2314 | 0.48131 | 2.7784 | 0.34204
52 | 562500 | 0.016763 | 0.067935 | 1.214 | 0.4333 | 2.8207 | 0.32342
53 | 531250 | 0.015832 | 0.064161 | 1.1957 | 0.38346 | 2.8663 | 0.30478
54 | 500000 | 0.014901 | 0.060386 | 1.1763 | 0.33161 | 2.9157 | 0.28611
55 | 468750 | 0.013969 | 0.056612 | 1.1557 | 0.27755 | 2.9694 | 0.26743
56 | 437500 | 0.013038 | 0.052838 | 1.1339 | 0.22101 | 3.0282 | 0.24873
57 | 406250 | 0.012107 | 0.049064 | 1.1107 | 0.1617 | 3.0928 | 0.23002
58 | 375000 | 0.011175 | 0.04529 | 1.0858 | 0.09925 | 3.1646 | 0.21132
59 | 343750 | 0.010244 | 0.041516 | 1.0591 | 0.033206 | 3.2448 | 0.19262
60 | 312500 | 0.0093129 | 0.037741 | 1.0301 | -0.036993 | 3.3355 | 0.17394
61 | 281250 | 0.0083816 | 0.033967 | 0.99866 | -0.11207 | 3.4393 | 0.15529
62 | 250000 | 0.0074503 | 0.030193 | 0.96412 | -0.19296 | 3.5599 | 0.1367
63 | 218750 | 0.006519 | 0.026419 | 0.92584 | -0.28095 | 3.7028 | 0.11818
64 | 187500 | 0.0055877 | 0.022645 | 0.88288 | -0.37781 | 3.8761 | 0.099777
65 | 156250 | 0.0046565 | 0.018871 | 0.83382 | -0.4862 | 4.0935 | 0.081536
66 | 125000 | 0.0037252 | 0.015097 | 0.77645 | -0.61028 | 4.379 | 0.063531
67 | 93750 | 0.0027939 | 0.011322 | 0.70689 | -0.75734 | 4.7816 | 0.045885
68 | 62500 | 0.0018626 | 0.0075483 | 0.61728 | -0.94227 | 5.4223 | 0.028814
69 | 31250 | 0.00093129 | 0.0037741 | 0.48598 | -1.2064 | 6.7521 | 0.012799
70 | 0.001 | 2.9801e-11 | 1.2077e-10 | 0.0005773 | -2.2305 | 2413.7532 | 4.5722e-12
71 | 0.001 | 2.9801e-11 | 1.2077e-10 | 0.0005773 | -2.2305 | 2413.7532 | 4.5722e-12
72 | 0.001 | 2.9801e-11 | 1.2077e-10 | 0.0005773 | -2.2305 | 2413.7532 | 4.5722e-12
73 | 0.001 | 2.9801e-11 | 1.2077e-10 | 0.0005773 | -2.2305 | 2413.7532 | 4.5722e-12
74 | 0.001 | 2.9801e-11 | 1.2077e-10 | 0.0005773 | -2.2305 | 2413.7532 | 4.5722e-12
75 | 0.001 | 2.9801e-11 | 1.2077e-10 | 0.0005773 | -2.2305 | 2413.7532 | 4.5722e-12
76 | 0.001 | 2.9801e-11 | 1.2077e-10 | 0.0005773 | -2.2305 | 2413.7532 | 4.5722e-12
77 | 0.001 | 2.9801e-11 | 1.2077e-10 | 0.0005773 | -2.2305 | 2413.7532 | 4.5722e-12
78 | 0.001 | 2.9801e-11 | 1.2077e-10 | 0.0005773 | -2.2305 | 2413.7532 | 4.5722e-12
79 | 0.001 | 2.9801e-11 | 1.2077e-10 | 0.0005773 | -2.2305 | 2413.7532 | 4.5722e-12
80 | 0.001 | 2.9801e-11 | 1.2077e-10 | 0.0005773 | -2.2305 | 2413.7532 | 4.5722e-12
81 | 0.001 | 2.9801e-11 | 1.2077e-10 | 0.0005773 | -2.2305 | 2413.7532 | 4.5722e-12
82 | 0.001 | 2.9801e-11 | 1.2077e-10 | 0.0005773 | -2.2305 | 2413.7532 | 4.5722e-12
83 | 0.001 | 2.9801e-11 | 1.2077e-10 | 0.0005773 | -2.2305 | 2413.7532 | 4.5722e-12
84 | 0.001 | 2.9801e-11 | 1.2077e-10 | 0.0005773 | -2.2305 | 2413.7532 | 4.5722e-12
85 | 0.001 | 2.9801e-11 | 1.2077e-10 | 0.0005773 | -2.2305 | 2413.7532 | 4.5722e-12
86 | 0.001 | 2.9801e-11 | 1.2077e-10 | 0.0005773 | -2.2305 | 2413.7532 | 4.5722e-12
87 | 0.001 | 2.9801e-11 | 1.2077e-10 | 0.0005773 | -2.2305 | 2413.7532 | 4.5722e-12
88 | 0.001 | 2.9801e-11 | 1.2077e-10 | 0.0005773 | -2.2305 | 2413.7532 | 4.5722e-12
89 | 0.001 | 2.9801e-11 | 1.2077e-10 | 0.0005773 | -2.2305 | 2413.7532 | 4.5722e-12
90 | 0.001 | 2.9801e-11 | 1.2077e-10 | 0.0005773 | -2.2305 | 2413.7532 | 4.5722e-12
91 | 0.001 | 2.9801e-11 | 1.2077e-10 | 0.0005773 | -2.2305 | 2413.7532 | 4.5722e-12
92 | 0.001 | 2.9801e-11 | 1.2077e-10 | 0.0005773 | -2.2305 | 2413.7532 | 4.5722e-12
93 | 0.001 | 2.9801e-11 | 1.2077e-10 | 0.0005773 | -2.2305 | 2413.7532 | 4.5722e-12
94 | 0.001 | 2.9801e-11 | 1.2077e-10 | 0.0005773 | -2.2305 | 2413.7532 | 4.5722e-12
95 | 0.001 | 2.9801e-11 | 1.2077e-10 | 0.0005773 | -2.2305 | 2413.7532 | 4.5722e-12
96 | 0.001 | 2.9801e-11 | 1.2077e-10 | 0.0005773 | -2.2305 | 2413.7532 | 4.5722e-12
97 | 0.001 | 2.9801e-11 | 1.2077e-10 | 0.0005773 | -2.2305 | 2413.7532 | 4.5722e-12
98 | 0.001 | 2.9801e-11 | 1.2077e-10 | 0.0005773 | -2.2305 | 2413.7532 | 4.5722e-12
99 | 0.001 | 2.9801e-11 | 1.2077e-10 | 0.0005773 | -2.2305 | 2413.7532 | 4.5722e-12
100 | 0.001 | 2.9801e-11 | 1.2077e-10 | 0.0005773 | -2.2305 | 2413.7532 | 4.5722e-12
101 | 0.001 | 2.9801e-11 | 1.2077e-10 | 0.0005773 | -2.2305 | 2413.7532 | 4.5722e-12
102 | 0.001 | 2.9801e-11 | 1.2077e-10 | 0.0005773 | -2.2305 | 2413.7532 | 4.5722e-12
103 | 0.001 | 2.9801e-11 | 1.2077e-10 | 0.0005773 | -2.2305 | 2413.7532 | 4.5722e-12
104 | 0.001 | 2.9801e-11 | 1.2077e-10 | 0.0005773 | -2.2305 | 2413.7532 | 4.5722e-12
105 | 0.001 | 2.9801e-11 | 1.2077e-10 | 0.0005773 | -2.2305 | 2413.7532 | 4.5722e-12
106 | 0.001 | 2.9801e-11 | 1.2077e-10 | 0.0005773 | -2.2305 | 2413.7532 | 4.5722e-12
107 | 0.001 | 2.9801e-11 | 1.2077e-10 | 0.0005773 | -2.2305 | 2413.7532 | 4.5722e-12
108 | 0.001 | 2.9801e-11 | 1.2077e-10 | 0.0005773 | -2.2305 | 2413.7532 | 4.5722e-12
109 | 0.001 | 2.9801e-11 | 1.2077e-10 | 0.0005773 | -2.2305 | 2413.7532 | 4.5722e-12
110 | 0.001 | 2.9801e-11 | 1.2077e-10 | 0.0005773 | -2.2305 | 2413.7532 | 4.5722e-12
111 | 0.001 | 2.9801e-11 | 1.2077e-10 | 0.0005773 | -2.2305 | 2413.7532 | 4.5722e-12
112 | 0.001 | 2.9801e-11 | 1.2077e-10 | 0.0005773 | -2.2305 | 2413.7532 | 4.5722e-12
113 | 0.001 | 2.9801e-11 | 1.2077e-10 | 0.0005773 | -2.2305 | 2413.7532 | 4.5722e-12
114 | 0.001 | 2.9801e-11 | 1.2077e-10 | 0.0005773 | -2.2305 | 2413.7532 | 4.5722e-12
115 | 0.001 | 2.9801e-11 | 1.2077e-10 | 0.0005773 | -2.2305 | 2413.7532 | 4.5722e-12
116 | 0.001 | 2.9801e-11 | 1.2077e-10 | 0.0005773 | -2.2305 | 2413.7532 | 4.5722e-12
117 | 0.001 | 2.9801e-11 | 1.2077e-10 | 0.0005773 | -2.2305 | 2413.7532 | 4.5722e-12
118 | 0.001 | 2.9801e-11 | 1.2077e-10 | 0.0005773 | -2.2305 | 2413.7532 | 4.5722e-12
119 | 0.001 | 2.9801e-11 | 1.2077e-10 | 0.0005773 | -2.2305 | 2413.7532 | 4.5722e-12
120 | 0.001 | 2.9801e-11 | 1.2077e-10 | 0.0005773 | -2.2305 | 2413.7532 | 4.5722e-12
121 | 0.001 | 2.9801e-11 | 1.2077e-10 | 0.0005773 | -2.2305 | 2413.7532 | 4.5722e-12
122 | 0.001 | 2.9801e-11 | 1.2077e-10 | 0.0005773 | -2.2305 | 2413.7532 | 4.5722e-12
123 | 0.001 | 2.9801e-11 | 1.2077e-10 | 0.0005773 | -2.2305 | 2413.7532 | 4.5722e-12
124 | 0.001 | 2.9801e-11 | 1.2077e-10 | 0.0005773 | -2.2305 | 2413.7532 | 4.5722e-12
125 | 0.001 | 2.9801e-11 | 1.2077e-10 | 0.0005773 | -2.2305 | 2413.7532 | 4.5722e-12
126 | 0.001 | 2.9801e-11 | 1.2077e-10 | 0.0005773 | -2.2305 | 2413.7532 | 4.5722e-12
127 | 0.001 | 2.9801e-11 | 1.2077e-10 | 0.0005773 | -2.2305 | 2413.7532 | 4.5722e-12
128 | 0.001 | 2.9801e-11 | 1.2077e-10 | 0.0005773 | -2.2305 | 2413.7532 | 4.5722e-12
129 | 0.001 | 2.9801e-11 | 1.2077e-10 | 0.0005773 | -2.2305 | 2413.7532 | 4.5722e-12
130 | 0.001 | 2.9801e-11 | 1.2077e-10 | 0.0005773 | -2.2305 | 2413.7532 | 4.5722e-12
131 | 0.001 | 2.9801e-11 | 1.2077e-10 | 0.0005773 | -2.2305 | 2413.7532 | 4.5722e-12
132 | 0.001 | 2.9801e-11 | 1.2077e-10 | 0.0005773 | -2.2305 | 2413.7532 | 4.5722e-12
133 | 0.001 | 2.9801e-11 | 1.2077e-10 | 0.0005773 | -2.2305 | 2413.7532 | 4.5722e-12
134 | 0.001 | 2.9801e-11 | 1.2077e-10 | 0.0005773 | -2.2305 | 2413.7532 | 4.5722e-12
135 | 0.001 | 2.9801e-11 | 1.2077e-10 | 0.0005773 | -2.2305 | 2413.7532 | 4.5722e-12
136 | 0.001 | 2.9801e-11 | 1.2077e-10 | 0.0005773 | -2.2305 | 2413.7532 | 4.5722e-12
137 | 0.001 | 2.9801e-11 | 1.2077e-10 | 0.0005773 | -2.2305 | 2413.7532 | 4.5722e-12
138 | 0.001 | 2.9801e-11 | 1.2077e-10 | 0.0005773 | -2.2305 | 2413.7532 | 4.5722e-12
139 | 0.001 | 2.9801e-11 | 1.2077e-10 | 0.0005773 | -2.2305 | 2413.7532 | 4.5722e-12
140 | 0.001 | 2.9801e-11 | 1.2077e-10 | 0.0005773 | -2.2305 | 2413.7532 | 4.5722e-12
141 | 0.001 | 2.9801e-11 | 1.2077e-10 | 0.0005773 | -2.2305 | 2413.7532 | 4.5722e-12
142 | 0.001 | 2.9801e-11 | 1.2077e-10 | 0.0005773 | -2.2305 | 2413.7532 | 4.5722e-12
143 | 0.001 | 2.9801e-11 | 1.2077e-10 | 0.0005773 | -2.2305 | 2413.7532 | 4.5722e-12
144 | 0.001 | 2.9801e-11 | 1.2077e-10 | 0.0005773 | -2.2305 | 2413.7532 | 4.5722e-12
145 | 0.001 | 2.9801e-11 | 1.2077e-10 | 0.0005773 | -2.2305 | 2413.7532 | 4.5722e-12
146 | 0.001 | 2.9801e-11 | 1.2077e-10 | 0.0005773 | -2.2305 | 2413.7532 | 4.5722e-12
147 | 0.001 | 2.9801e-11 | 1.2077e-10 | 0.0005773 | -2.2305 | 2413.7532 | 4.5722e-12
148 | 0.001 | 2.9801e-11 | 1.2077e-10 | 0.0005773 | -2.2305 | 2413.7532 | 4.5722e-12
149 | 0.001 | 2.9801e-11 | 1.2077e-10 | 0.0005773 | -2.2305 | 2413.7532 | 4.5722e-12
150 | 0.001 | 2.9801e-11 | 1.2077e-10 | 0.0005773 | -2.2305 | 2413.7532 | 4.5722e-12
151 | 0.001 | 2.9801e-11 | 1.2077e-10 | 0.0005773 | -2.2305 | 2413.7532 | 4.5722e-12
152 | 0.001 | 2.9801e-11 | 1.2077e-10 | 0.0005773 | -2.2305 | 2413.7532 | 4.5722e-12
153 | 0.001 | 2.9801e-11 | 1.2077e-10 | 0.0005773 | -2.2305 | 2413.7532 | 4.5722e-12
154 | 0.001 | 2.9801e-11 | 1.2077e-10 | 0.0005773 | -2.2305 | 2413.7532 | 4.5722e-12
155 | 0.001 | 2.9801e-11 | 1.2077e-10 | 0.0005773 | -2.2305 | 2413.7532 | 4.5722e-12
156 | 0.001 | 2.9801e-11 | 1.2077e-10 | 0.0005773 | -2.2305 | 2413.7532 | 4.5722e-12
157 | 0.001 | 2.9801e-11 | 1.2077e-10 | 0.0005773 | -2.2305 | 2413.7532 | 4.5722e-12
158 | 0.001 | 2.9801e-11 | 1.2077e-10 | 0.0005773 | -2.2305 | 2413.7532 | 4.5722e-12
159 | 0.001 | 2.9801e-11 | 1.2077e-10 | 0.0005773 | -2.2305 | 2413.7532 | 4.5722e-12
160 | 0.001 | 2.9801e-11 | 1.2077e-10 | 0.0005773 | -2.2305 | 2413.7532 | 4.5722e-12
161 | 0.001 | 2.9801e-11 | 1.2077e-10 | 0.0005773 | -2.2305 | 2413.7532 | 4.5722e-12
162 | 0.001 | 2.9801e-11 | 1.2077e-10 | 0.0005773 | -2.2305 | 2413.7532 | 4.5722e-12
163 | 0.001 | 2.9801e-11 | 1.2077e-10 | 0.0005773 | -2.2305 | 2413.7532 | 4.5722e-12
164 | 0.001 | 2.9801e-11 | 1.2077e-10 | 0.0005773 | -2.2305 | 2413.7532 | 4.5722e-12
165 | 0.001 | 2.9801e-11 | 1.2077e-10 | 0.0005773 | -2.2305 | 2413.7532 | 4.5722e-12
166 | 0.001 | 2.9801e-11 | 1.2077e-10 | 0.0005773 | -2.2305 | 2413.7532 | 4.5722e-12
167 | 0.001 | 2.9801e-11 | 1.2077e-10 | 0.0005773 | -2.2305 | 2413.7532 | 4.5722e-12
168 | 0.001 | 2.9801e-11 | 1.2077e-10 | 0.0005773 | -2.2305 | 2413.7532 | 4.5722e-12
169 | 0.001 | 2.9801e-11 | 1.2077e-10 | 0.0005773 | -2.2305 | 2413.7532 | 4.5722e-12
170 | 0.001 | 2.9801e-11 | 1.2077e-10 | 0.0005773 | -2.2305 | 2413.7532 | 4.5722e-12
171 | 0.001 | 2.9801e-11 | 1.2077e-10 | 0.0005773 | -2.2305 | 2413.7532 | 4.5722e-12
172 | 0.001 | 2.9801e-11 | 1.2077e-10 | 0.0005773 | -2.2305 | 2413.7532 | 4.5722e-12
173 | 0.001 | 2.9801e-11 | 1.2077e-10 | 0.0005773 | -2.2305 | 2413.7532 | 4.5722e-12
174 | 0.001 | 2.9801e-11 | 1.2077e-10 | 0.0005773 | -2.2305 | 2413.7532 | 4.5722e-12
175 | 0.001 | 2.9801e-11 | 1.2077e-10 | 0.0005773 | -2.2305 | 2413.7532 | 4.5722e-12
176 | 0.001 | 2.9801e-11 | 1.2077e-10 | 0.0005773 | -2.2305 | 2413.7532 | 4.5722e-12
177 | 0.001 | 2.9801e-11 | 1.2077e-10 | 0.0005773 | -2.2305 | 2413.7532 | 4.5722e-12
178 | 0.001 | 2.9801e-11 | 1.2077e-10 | 0.0005773 | -2.2305 | 2413.7532 | 4.5722e-12
179 | 0.001 | 2.9801e-11 | 1.2077e-10 | 0.0005773 | -2.2305 | 2413.7532 | 4.5722e-12
180 | 0.001 | 2.9801e-11 | 1.2077e-10 | 0.0005773 | -2.2305 | 2413.7532 | 4.5722e-12
181 | 0.001 | 2.9801e-11 | 1.2077e-10 | 0.0005773 | -2.2305 | 2413.7532 | 4.5722e-12
182 | 0.001 | 2.9801e-11 | 1.2077e-10 | 0.0005773 | -2.2305 | 2413.7532 | 4.5722e-12
183 | 0.001 | 2.9801e-11 | 1.2077e-10 | 0.0005773 | -2.2305 | 2413.7532 | 4.5722e-12
184 | 0.001 | 2.9801e-11 | 1.2077e-10 | 0.0005773 | -2.2305 | 2413.7532 | 4.5722e-12
185 | 0.001 | 2.9801e-11 | 1.2077e-10 | 0.0005773 | -2.2305 | 2413.7532 | 4.5722e-12
186 | 0.001 | 2.9801e-11 | 1.2077e-10 | 0.0005773 | -2.2305 | 2413.7532 | 4.5722e-12
187 | 0.001 | 2.9801e-11 | 1.2077e-10 | 0.0005773 | -2.2305 | 2413.7532 | 4.5722e-12
188 | 0.001 | 2.9801e-11 | 1.2077e-10 | 0.0005773 | -2.2305 | 2413.7532 | 4.5722e-12
189 | 0.001 | 2.9801e-11 | 1.2077e-10 | 0.0005773 | -2.2305 | 2413.7532 | 4.5722e-12
190 | 0.001 | 2.9801e-11 | 1.2077e-10 | 0.0005773 | -2.2305 | 2413.7532 | 4.5722e-12
191 | 0.001 | 2.9801e-11 | 1.2077e-10 | 0.0005773 | -2.2305 | 2413.7532 | 4.5722e-12
192 | 0.001 | 2.9801e-11 | 1.2077e-10 | 0.0005773 | -2.2305 | 2413.7532 | 4.5722e-12
193 | 0.001 | 2.9801e-11 | 1.2077e-10 | 0.0005773 | -2.2305 | 2413.7532 | 4.5722e-12
194 | 0.001 | 2.9801e-11 | 1.2077e-10 | 0.0005773 | -2.2305 | 2413.7532 | 4.5722e-12
195 | 0.001 | 2.9801e-11 | 1.2077e-10 | 0.0005773 | -2.2305 | 2413.7532 | 4.5722e-12
196 | 0.001 | 2.9801e-11 | 1.2077e-10 | 0.0005773 | -2.2305 | 2413.7532 | 4.5722e-12
197 | 0.001 | 2.9801e-11 | 1.2077e-10 | 0.0005773 | -2.2305 | 2413.7532 | 4.5722e-12
198 | 0.001 | 2.9801e-11 | 1.2077e-10 | 0.0005773 | -2.2305 | 2413.7532 | 4.5722e-12
199 | 0.001 | 2.9801e-11 | 1.2077e-10 | 0.0005773 | -2.2305 | 2413.7532 | 4.5722e-12
200 | 0.001 | 2.9801e-11 | 1.2077e-10 | 0.0005773 | -2.2305 | 2413.7532 | 4.5722e-12

## C2
Car N° 2 |  | Q ne peut pas être = à 0 !!
Coef. Beam : | 1
H = | 2.234 | m
D = | 3.91 | m
Calculation of q"2 for r C 2 in m
t | Q | Q* | Q*H | z' | LH | y
mn | [W] | - | - | m | m | - | 5
0 | 0.001 | 2.9801e-11 | 1.2077e-10 | 0.0005773 | -2.2305 | 1793.8616 | 1.3711e-11
1 | 0.001 | 2.9801e-11 | 1.2077e-10 | 0.0005773 | -2.2305 | 1793.8616 | 1.3711e-11
2 | 0.001 | 2.9801e-11 | 1.2077e-10 | 0.0005773 | -2.2305 | 1793.8616 | 1.3711e-11
3 | 0.001 | 2.9801e-11 | 1.2077e-10 | 0.0005773 | -2.2305 | 1793.8616 | 1.3711e-11
4 | 0.001 | 2.9801e-11 | 1.2077e-10 | 0.0005773 | -2.2305 | 1793.8616 | 1.3711e-11
5 | 0.001 | 2.9801e-11 | 1.2077e-10 | 0.0005773 | -2.2305 | 1793.8616 | 1.3711e-11
6 | 0.001 | 2.9801e-11 | 1.2077e-10 | 0.0005773 | -2.2305 | 1793.8616 | 1.3711e-11
7 | 0.001 | 2.9801e-11 | 1.2077e-10 | 0.0005773 | -2.2305 | 1793.8616 | 1.3711e-11
8 | 0.001 | 2.9801e-11 | 1.2077e-10 | 0.0005773 | -2.2305 | 1793.8616 | 1.3711e-11
9 | 0.001 | 2.9801e-11 | 1.2077e-10 | 0.0005773 | -2.2305 | 1793.8616 | 1.3711e-11
10 | 0.001 | 2.9801e-11 | 1.2077e-10 | 0.0005773 | -2.2305 | 1793.8616 | 1.3711e-11
11 | 0.001 | 2.9801e-11 | 1.2077e-10 | 0.0005773 | -2.2305 | 1793.8616 | 1.3711e-11
12 | 0.001 | 2.9801e-11 | 1.2077e-10 | 0.0005773 | -2.2305 | 1793.8616 | 1.3711e-11
13 | 2400000 | 0.071523 | 0.28985 | 1.6502 | 2.0713 | 1.4918 | 3.415
14 | 2400000 | 0.071523 | 0.28985 | 1.6502 | 2.0713 | 1.4918 | 3.415
15 | 2400000 | 0.071523 | 0.28985 | 1.6502 | 2.0713 | 1.4918 | 3.415
16 | 2400000 | 0.071523 | 0.28985 | 1.6502 | 2.0713 | 1.4918 | 3.415
17 | 2400000 | 0.071523 | 0.28985 | 1.6502 | 2.0713 | 1.4918 | 3.415
18 | 2400000 | 0.071523 | 0.28985 | 1.6502 | 2.0713 | 1.4918 | 3.415
19 | 2400000 | 0.071523 | 0.28985 | 1.6502 | 2.0713 | 1.4918 | 3.415
20 | 2400000 | 0.071523 | 0.28985 | 1.6502 | 2.0713 | 1.4918 | 3.415
21 | 2400000 | 0.071523 | 0.28985 | 1.6502 | 2.0713 | 1.4918 | 3.415
22 | 2400000 | 0.071523 | 0.28985 | 1.6502 | 2.0713 | 1.4918 | 3.415
23 | 2916666.6667 | 0.08692 | 0.35225 | 1.6908 | 2.3574 | 1.4207 | 4.0915
24 | 3433333.3333 | 0.10232 | 0.41465 | 1.7174 | 2.6113 | 1.364 | 4.7565
25 | 3950000 | 0.11772 | 0.47705 | 1.7337 | 2.8407 | 1.3172 | 5.4129
26 | 4466666.6667 | 0.13311 | 0.53945 | 1.7422 | 3.0508 | 1.2774 | 6.063
27 | 4983333.3333 | 0.14851 | 0.60185 | 1.7445 | 3.2451 | 1.2429 | 6.7087
28 | 5500000 | 0.16391 | 0.66425 | 1.7417 | 3.4264 | 1.2126 | 7.3513
29 | 8300000 | 0.24735 | 1.0024 | 1.6691 | 4.2498 | 1.092 | 10.8302
30 | 6400000 | 0.19073 | 0.77295 | 1.7274 | 3.7167 | 1.1671 | 8.4673
31 | 4500000 | 0.13411 | 0.54348 | 1.7425 | 3.0637 | 1.275 | 6.1048
32 | 4181818.1818 | 0.12462 | 0.50505 | 1.7384 | 2.9371 | 1.2986 | 5.7053
33 | 3863636.3636 | 0.11514 | 0.46662 | 1.7316 | 2.8038 | 1.3244 | 5.3037
34 | 3545454.5455 | 0.10566 | 0.42819 | 1.7217 | 2.6629 | 1.3531 | 4.8996
35 | 3227272.7273 | 0.096177 | 0.38977 | 1.7082 | 2.5133 | 1.3852 | 4.4925
36 | 2909090.9091 | 0.086695 | 0.35134 | 1.6903 | 2.3534 | 1.4216 | 4.0817
37 | 2590909.0909 | 0.077212 | 0.31291 | 1.6671 | 2.1814 | 1.4634 | 3.6666
38 | 2272727.2727 | 0.06773 | 0.27448 | 1.6375 | 1.9946 | 1.5123 | 3.2462
39 | 1954545.4545 | 0.058248 | 0.23606 | 1.5995 | 1.7892 | 1.571 | 2.8197
40 | 1636363.6364 | 0.048766 | 0.19763 | 1.5505 | 1.5601 | 1.6436 | 2.3858
41 | 1318181.8182 | 0.039284 | 0.1592 | 1.4864 | 1.2988 | 1.7374 | 1.943
42 | 1000000 | 0.029801 | 0.12077 | 1.3999 | 0.99101 | 1.8668 | 1.4894
43 | 968750 | 0.02887 | 0.117 | 1.3897 | 0.9574 | 1.8825 | 1.4442
44 | 937500 | 0.027939 | 0.11322 | 1.3792 | 0.92305 | 1.8988 | 1.3988
45 | 906250 | 0.027007 | 0.10945 | 1.3683 | 0.88793 | 1.9158 | 1.3533
46 | 875000 | 0.026076 | 0.10568 | 1.357 | 0.85198 | 1.9336 | 1.3077
47 | 843750 | 0.025145 | 0.1019 | 1.3452 | 0.81517 | 1.9523 | 1.262
48 | 812500 | 0.024214 | 0.098128 | 1.333 | 0.77743 | 1.9719 | 1.2161
49 | 781250 | 0.023282 | 0.094354 | 1.3203 | 0.7387 | 1.9926 | 1.1701
50 | 750000 | 0.022351 | 0.09058 | 1.3071 | 0.69893 | 2.0144 | 1.124
51 | 718750 | 0.02142 | 0.086805 | 1.2933 | 0.65802 | 2.0374 | 1.0777
52 | 687500 | 0.020488 | 0.083031 | 1.2789 | 0.61591 | 2.0618 | 1.0312
53 | 656250 | 0.019557 | 0.079257 | 1.2638 | 0.57249 | 2.0878 | 0.98462
54 | 625000 | 0.018626 | 0.075483 | 1.248 | 0.52767 | 2.1154 | 0.93788
55 | 593750 | 0.017695 | 0.071709 | 1.2314 | 0.48131 | 2.1449 | 0.89099
56 | 562500 | 0.016763 | 0.067935 | 1.214 | 0.4333 | 2.1766 | 0.84395
57 | 531250 | 0.015832 | 0.064161 | 1.1957 | 0.38346 | 2.2107 | 0.79676
58 | 500000 | 0.014901 | 0.060386 | 1.1763 | 0.33161 | 2.2476 | 0.74942
59 | 468750 | 0.013969 | 0.056612 | 1.1557 | 0.27755 | 2.2877 | 0.70194
60 | 437500 | 0.013038 | 0.052838 | 1.1339 | 0.22101 | 2.3316 | 0.65431
61 | 406250 | 0.012107 | 0.049064 | 1.1107 | 0.1617 | 2.3799 | 0.60654
62 | 375000 | 0.011175 | 0.04529 | 1.0858 | 0.09925 | 2.4334 | 0.55863
63 | 343750 | 0.010244 | 0.041516 | 1.0591 | 0.033206 | 2.4932 | 0.51061
64 | 312500 | 0.0093129 | 0.037741 | 1.0301 | -0.036993 | 2.5608 | 0.46247
65 | 281250 | 0.0083816 | 0.033967 | 0.99866 | -0.11207 | 2.6382 | 0.41426
66 | 250000 | 0.0074503 | 0.030193 | 0.96412 | -0.19296 | 2.728 | 0.36598
67 | 218750 | 0.006519 | 0.026419 | 0.92584 | -0.28095 | 2.8344 | 0.31769
68 | 187500 | 0.0055877 | 0.022645 | 0.88288 | -0.37781 | 2.9634 | 0.26945
69 | 156250 | 0.0046565 | 0.018871 | 0.83382 | -0.4862 | 3.1251 | 0.22136
70 | 125000 | 0.0037252 | 0.015097 | 0.77645 | -0.61028 | 3.3375 | 0.17356
71 | 93750 | 0.0027939 | 0.011322 | 0.70689 | -0.75734 | 3.6367 | 0.12632
72 | 62500 | 0.0018626 | 0.0075483 | 0.61728 | -0.94227 | 4.1128 | 0.080131
73 | 31250 | 0.00093129 | 0.0037741 | 0.48598 | -1.2064 | 5.1004 | 0.036137
74 | 0.001 | 2.9801e-11 | 1.2077e-10 | 0.0005773 | -2.2305 | 1793.8616 | 1.3711e-11
75 | 0.001 | 2.9801e-11 | 1.2077e-10 | 0.0005773 | -2.2305 | 1793.8616 | 1.3711e-11
76 | 0.001 | 2.9801e-11 | 1.2077e-10 | 0.0005773 | -2.2305 | 1793.8616 | 1.3711e-11
77 | 0.001 | 2.9801e-11 | 1.2077e-10 | 0.0005773 | -2.2305 | 1793.8616 | 1.3711e-11
78 | 0.001 | 2.9801e-11 | 1.2077e-10 | 0.0005773 | -2.2305 | 1793.8616 | 1.3711e-11
79 | 0.001 | 2.9801e-11 | 1.2077e-10 | 0.0005773 | -2.2305 | 1793.8616 | 1.3711e-11
80 | 0.001 | 2.9801e-11 | 1.2077e-10 | 0.0005773 | -2.2305 | 1793.8616 | 1.3711e-11
81 | 0.001 | 2.9801e-11 | 1.2077e-10 | 0.0005773 | -2.2305 | 1793.8616 | 1.3711e-11
82 | 0.001 | 2.9801e-11 | 1.2077e-10 | 0.0005773 | -2.2305 | 1793.8616 | 1.3711e-11
83 | 0.001 | 2.9801e-11 | 1.2077e-10 | 0.0005773 | -2.2305 | 1793.8616 | 1.3711e-11
84 | 0.001 | 2.9801e-11 | 1.2077e-10 | 0.0005773 | -2.2305 | 1793.8616 | 1.3711e-11
85 | 0.001 | 2.9801e-11 | 1.2077e-10 | 0.0005773 | -2.2305 | 1793.8616 | 1.3711e-11
86 | 0.001 | 2.9801e-11 | 1.2077e-10 | 0.0005773 | -2.2305 | 1793.8616 | 1.3711e-11
87 | 0.001 | 2.9801e-11 | 1.2077e-10 | 0.0005773 | -2.2305 | 1793.8616 | 1.3711e-11
88 | 0.001 | 2.9801e-11 | 1.2077e-10 | 0.0005773 | -2.2305 | 1793.8616 | 1.3711e-11
89 | 0.001 | 2.9801e-11 | 1.2077e-10 | 0.0005773 | -2.2305 | 1793.8616 | 1.3711e-11
90 | 0.001 | 2.9801e-11 | 1.2077e-10 | 0.0005773 | -2.2305 | 1793.8616 | 1.3711e-11
91 | 0.001 | 2.9801e-11 | 1.2077e-10 | 0.0005773 | -2.2305 | 1793.8616 | 1.3711e-11
92 | 0.001 | 2.9801e-11 | 1.2077e-10 | 0.0005773 | -2.2305 | 1793.8616 | 1.3711e-11
93 | 0.001 | 2.9801e-11 | 1.2077e-10 | 0.0005773 | -2.2305 | 1793.8616 | 1.3711e-11
94 | 0.001 | 2.9801e-11 | 1.2077e-10 | 0.0005773 | -2.2305 | 1793.8616 | 1.3711e-11
95 | 0.001 | 2.9801e-11 | 1.2077e-10 | 0.0005773 | -2.2305 | 1793.8616 | 1.3711e-11
96 | 0.001 | 2.9801e-11 | 1.2077e-10 | 0.0005773 | -2.2305 | 1793.8616 | 1.3711e-11
97 | 0.001 | 2.9801e-11 | 1.2077e-10 | 0.0005773 | -2.2305 | 1793.8616 | 1.3711e-11
98 | 0.001 | 2.9801e-11 | 1.2077e-10 | 0.0005773 | -2.2305 | 1793.8616 | 1.3711e-11
99 | 0.001 | 2.9801e-11 | 1.2077e-10 | 0.0005773 | -2.2305 | 1793.8616 | 1.3711e-11
100 | 0.001 | 2.9801e-11 | 1.2077e-10 | 0.0005773 | -2.2305 | 1793.8616 | 1.3711e-11
101 | 0.001 | 2.9801e-11 | 1.2077e-10 | 0.0005773 | -2.2305 | 1793.8616 | 1.3711e-11
102 | 0.001 | 2.9801e-11 | 1.2077e-10 | 0.0005773 | -2.2305 | 1793.8616 | 1.3711e-11
103 | 0.001 | 2.9801e-11 | 1.2077e-10 | 0.0005773 | -2.2305 | 1793.8616 | 1.3711e-11
104 | 0.001 | 2.9801e-11 | 1.2077e-10 | 0.0005773 | -2.2305 | 1793.8616 | 1.3711e-11
105 | 0.001 | 2.9801e-11 | 1.2077e-10 | 0.0005773 | -2.2305 | 1793.8616 | 1.3711e-11
106 | 0.001 | 2.9801e-11 | 1.2077e-10 | 0.0005773 | -2.2305 | 1793.8616 | 1.3711e-11
107 | 0.001 | 2.9801e-11 | 1.2077e-10 | 0.0005773 | -2.2305 | 1793.8616 | 1.3711e-11
108 | 0.001 | 2.9801e-11 | 1.2077e-10 | 0.0005773 | -2.2305 | 1793.8616 | 1.3711e-11
109 | 0.001 | 2.9801e-11 | 1.2077e-10 | 0.0005773 | -2.2305 | 1793.8616 | 1.3711e-11
110 | 0.001 | 2.9801e-11 | 1.2077e-10 | 0.0005773 | -2.2305 | 1793.8616 | 1.3711e-11
111 | 0.001 | 2.9801e-11 | 1.2077e-10 | 0.0005773 | -2.2305 | 1793.8616 | 1.3711e-11
112 | 0.001 | 2.9801e-11 | 1.2077e-10 | 0.0005773 | -2.2305 | 1793.8616 | 1.3711e-11
113 | 0.001 | 2.9801e-11 | 1.2077e-10 | 0.0005773 | -2.2305 | 1793.8616 | 1.3711e-11
114 | 0.001 | 2.9801e-11 | 1.2077e-10 | 0.0005773 | -2.2305 | 1793.8616 | 1.3711e-11
115 | 0.001 | 2.9801e-11 | 1.2077e-10 | 0.0005773 | -2.2305 | 1793.8616 | 1.3711e-11
116 | 0.001 | 2.9801e-11 | 1.2077e-10 | 0.0005773 | -2.2305 | 1793.8616 | 1.3711e-11
117 | 0.001 | 2.9801e-11 | 1.2077e-10 | 0.0005773 | -2.2305 | 1793.8616 | 1.3711e-11
118 | 0.001 | 2.9801e-11 | 1.2077e-10 | 0.0005773 | -2.2305 | 1793.8616 | 1.3711e-11
119 | 0.001 | 2.9801e-11 | 1.2077e-10 | 0.0005773 | -2.2305 | 1793.8616 | 1.3711e-11
120 | 0.001 | 2.9801e-11 | 1.2077e-10 | 0.0005773 | -2.2305 | 1793.8616 | 1.3711e-11
121 | 0.001 | 2.9801e-11 | 1.2077e-10 | 0.0005773 | -2.2305 | 1793.8616 | 1.3711e-11
122 | 0.001 | 2.9801e-11 | 1.2077e-10 | 0.0005773 | -2.2305 | 1793.8616 | 1.3711e-11
123 | 0.001 | 2.9801e-11 | 1.2077e-10 | 0.0005773 | -2.2305 | 1793.8616 | 1.3711e-11
124 | 0.001 | 2.9801e-11 | 1.2077e-10 | 0.0005773 | -2.2305 | 1793.8616 | 1.3711e-11
125 | 0.001 | 2.9801e-11 | 1.2077e-10 | 0.0005773 | -2.2305 | 1793.8616 | 1.3711e-11
126 | 0.001 | 2.9801e-11 | 1.2077e-10 | 0.0005773 | -2.2305 | 1793.8616 | 1.3711e-11
127 | 0.001 | 2.9801e-11 | 1.2077e-10 | 0.0005773 | -2.2305 | 1793.8616 | 1.3711e-11
128 | 0.001 | 2.9801e-11 | 1.2077e-10 | 0.0005773 | -2.2305 | 1793.8616 | 1.3711e-11
129 | 0.001 | 2.9801e-11 | 1.2077e-10 | 0.0005773 | -2.2305 | 1793.8616 | 1.3711e-11
130 | 0.001 | 2.9801e-11 | 1.2077e-10 | 0.0005773 | -2.2305 | 1793.8616 | 1.3711e-11
131 | 0.001 | 2.9801e-11 | 1.2077e-10 | 0.0005773 | -2.2305 | 1793.8616 | 1.3711e-11
132 | 0.001 | 2.9801e-11 | 1.2077e-10 | 0.0005773 | -2.2305 | 1793.8616 | 1.3711e-11
133 | 0.001 | 2.9801e-11 | 1.2077e-10 | 0.0005773 | -2.2305 | 1793.8616 | 1.3711e-11
134 | 0.001 | 2.9801e-11 | 1.2077e-10 | 0.0005773 | -2.2305 | 1793.8616 | 1.3711e-11
135 | 0.001 | 2.9801e-11 | 1.2077e-10 | 0.0005773 | -2.2305 | 1793.8616 | 1.3711e-11
136 | 0.001 | 2.9801e-11 | 1.2077e-10 | 0.0005773 | -2.2305 | 1793.8616 | 1.3711e-11
137 | 0.001 | 2.9801e-11 | 1.2077e-10 | 0.0005773 | -2.2305 | 1793.8616 | 1.3711e-11
138 | 0.001 | 2.9801e-11 | 1.2077e-10 | 0.0005773 | -2.2305 | 1793.8616 | 1.3711e-11
139 | 0.001 | 2.9801e-11 | 1.2077e-10 | 0.0005773 | -2.2305 | 1793.8616 | 1.3711e-11
140 | 0.001 | 2.9801e-11 | 1.2077e-10 | 0.0005773 | -2.2305 | 1793.8616 | 1.3711e-11
141 | 0.001 | 2.9801e-11 | 1.2077e-10 | 0.0005773 | -2.2305 | 1793.8616 | 1.3711e-11
142 | 0.001 | 2.9801e-11 | 1.2077e-10 | 0.0005773 | -2.2305 | 1793.8616 | 1.3711e-11
143 | 0.001 | 2.9801e-11 | 1.2077e-10 | 0.0005773 | -2.2305 | 1793.8616 | 1.3711e-11
144 | 0.001 | 2.9801e-11 | 1.2077e-10 | 0.0005773 | -2.2305 | 1793.8616 | 1.3711e-11
145 | 0.001 | 2.9801e-11 | 1.2077e-10 | 0.0005773 | -2.2305 | 1793.8616 | 1.3711e-11
146 | 0.001 | 2.9801e-11 | 1.2077e-10 | 0.0005773 | -2.2305 | 1793.8616 | 1.3711e-11
147 | 0.001 | 2.9801e-11 | 1.2077e-10 | 0.0005773 | -2.2305 | 1793.8616 | 1.3711e-11
148 | 0.001 | 2.9801e-11 | 1.2077e-10 | 0.0005773 | -2.2305 | 1793.8616 | 1.3711e-11
149 | 0.001 | 2.9801e-11 | 1.2077e-10 | 0.0005773 | -2.2305 | 1793.8616 | 1.3711e-11
150 | 0.001 | 2.9801e-11 | 1.2077e-10 | 0.0005773 | -2.2305 | 1793.8616 | 1.3711e-11
151 | 0.001 | 2.9801e-11 | 1.2077e-10 | 0.0005773 | -2.2305 | 1793.8616 | 1.3711e-11
152 | 0.001 | 2.9801e-11 | 1.2077e-10 | 0.0005773 | -2.2305 | 1793.8616 | 1.3711e-11
153 | 0.001 | 2.9801e-11 | 1.2077e-10 | 0.0005773 | -2.2305 | 1793.8616 | 1.3711e-11
154 | 0.001 | 2.9801e-11 | 1.2077e-10 | 0.0005773 | -2.2305 | 1793.8616 | 1.3711e-11
155 | 0.001 | 2.9801e-11 | 1.2077e-10 | 0.0005773 | -2.2305 | 1793.8616 | 1.3711e-11
156 | 0.001 | 2.9801e-11 | 1.2077e-10 | 0.0005773 | -2.2305 | 1793.8616 | 1.3711e-11
157 | 0.001 | 2.9801e-11 | 1.2077e-10 | 0.0005773 | -2.2305 | 1793.8616 | 1.3711e-11
158 | 0.001 | 2.9801e-11 | 1.2077e-10 | 0.0005773 | -2.2305 | 1793.8616 | 1.3711e-11
159 | 0.001 | 2.9801e-11 | 1.2077e-10 | 0.0005773 | -2.2305 | 1793.8616 | 1.3711e-11
160 | 0.001 | 2.9801e-11 | 1.2077e-10 | 0.0005773 | -2.2305 | 1793.8616 | 1.3711e-11
161 | 0.001 | 2.9801e-11 | 1.2077e-10 | 0.0005773 | -2.2305 | 1793.8616 | 1.3711e-11
162 | 0.001 | 2.9801e-11 | 1.2077e-10 | 0.0005773 | -2.2305 | 1793.8616 | 1.3711e-11
163 | 0.001 | 2.9801e-11 | 1.2077e-10 | 0.0005773 | -2.2305 | 1793.8616 | 1.3711e-11
164 | 0.001 | 2.9801e-11 | 1.2077e-10 | 0.0005773 | -2.2305 | 1793.8616 | 1.3711e-11
165 | 0.001 | 2.9801e-11 | 1.2077e-10 | 0.0005773 | -2.2305 | 1793.8616 | 1.3711e-11
166 | 0.001 | 2.9801e-11 | 1.2077e-10 | 0.0005773 | -2.2305 | 1793.8616 | 1.3711e-11
167 | 0.001 | 2.9801e-11 | 1.2077e-10 | 0.0005773 | -2.2305 | 1793.8616 | 1.3711e-11
168 | 0.001 | 2.9801e-11 | 1.2077e-10 | 0.0005773 | -2.2305 | 1793.8616 | 1.3711e-11
169 | 0.001 | 2.9801e-11 | 1.2077e-10 | 0.0005773 | -2.2305 | 1793.8616 | 1.3711e-11
170 | 0.001 | 2.9801e-11 | 1.2077e-10 | 0.0005773 | -2.2305 | 1793.8616 | 1.3711e-11
171 | 0.001 | 2.9801e-11 | 1.2077e-10 | 0.0005773 | -2.2305 | 1793.8616 | 1.3711e-11
172 | 0.001 | 2.9801e-11 | 1.2077e-10 | 0.0005773 | -2.2305 | 1793.8616 | 1.3711e-11
173 | 0.001 | 2.9801e-11 | 1.2077e-10 | 0.0005773 | -2.2305 | 1793.8616 | 1.3711e-11
174 | 0.001 | 2.9801e-11 | 1.2077e-10 | 0.0005773 | -2.2305 | 1793.8616 | 1.3711e-11
175 | 0.001 | 2.9801e-11 | 1.2077e-10 | 0.0005773 | -2.2305 | 1793.8616 | 1.3711e-11
176 | 0.001 | 2.9801e-11 | 1.2077e-10 | 0.0005773 | -2.2305 | 1793.8616 | 1.3711e-11
177 | 0.001 | 2.9801e-11 | 1.2077e-10 | 0.0005773 | -2.2305 | 1793.8616 | 1.3711e-11
178 | 0.001 | 2.9801e-11 | 1.2077e-10 | 0.0005773 | -2.2305 | 1793.8616 | 1.3711e-11
179 | 0.001 | 2.9801e-11 | 1.2077e-10 | 0.0005773 | -2.2305 | 1793.8616 | 1.3711e-11
180 | 0.001 | 2.9801e-11 | 1.2077e-10 | 0.0005773 | -2.2305 | 1793.8616 | 1.3711e-11
181 | 0.001 | 2.9801e-11 | 1.2077e-10 | 0.0005773 | -2.2305 | 1793.8616 | 1.3711e-11
182 | 0.001 | 2.9801e-11 | 1.2077e-10 | 0.0005773 | -2.2305 | 1793.8616 | 1.3711e-11
183 | 0.001 | 2.9801e-11 | 1.2077e-10 | 0.0005773 | -2.2305 | 1793.8616 | 1.3711e-11
184 | 0.001 | 2.9801e-11 | 1.2077e-10 | 0.0005773 | -2.2305 | 1793.8616 | 1.3711e-11
185 | 0.001 | 2.9801e-11 | 1.2077e-10 | 0.0005773 | -2.2305 | 1793.8616 | 1.3711e-11
186 | 0.001 | 2.9801e-11 | 1.2077e-10 | 0.0005773 | -2.2305 | 1793.8616 | 1.3711e-11
187 | 0.001 | 2.9801e-11 | 1.2077e-10 | 0.0005773 | -2.2305 | 1793.8616 | 1.3711e-11
188 | 0.001 | 2.9801e-11 | 1.2077e-10 | 0.0005773 | -2.2305 | 1793.8616 | 1.3711e-11
189 | 0.001 | 2.9801e-11 | 1.2077e-10 | 0.0005773 | -2.2305 | 1793.8616 | 1.3711e-11
190 | 0.001 | 2.9801e-11 | 1.2077e-10 | 0.0005773 | -2.2305 | 1793.8616 | 1.3711e-11
191 | 0.001 | 2.9801e-11 | 1.2077e-10 | 0.0005773 | -2.2305 | 1793.8616 | 1.3711e-11
192 | 0.001 | 2.9801e-11 | 1.2077e-10 | 0.0005773 | -2.2305 | 1793.8616 | 1.3711e-11
193 | 0.001 | 2.9801e-11 | 1.2077e-10 | 0.0005773 | -2.2305 | 1793.8616 | 1.3711e-11
194 | 0.001 | 2.9801e-11 | 1.2077e-10 | 0.0005773 | -2.2305 | 1793.8616 | 1.3711e-11
195 | 0.001 | 2.9801e-11 | 1.2077e-10 | 0.0005773 | -2.2305 | 1793.8616 | 1.3711e-11
196 | 0.001 | 2.9801e-11 | 1.2077e-10 | 0.0005773 | -2.2305 | 1793.8616 | 1.3711e-11
197 | 0.001 | 2.9801e-11 | 1.2077e-10 | 0.0005773 | -2.2305 | 1793.8616 | 1.3711e-11
198 | 0.001 | 2.9801e-11 | 1.2077e-10 | 0.0005773 | -2.2305 | 1793.8616 | 1.3711e-11
199 | 0.001 | 2.9801e-11 | 1.2077e-10 | 0.0005773 | -2.2305 | 1793.8616 | 1.3711e-11
200 | 0.001 | 2.9801e-11 | 1.2077e-10 | 0.0005773 | -2.2305 | 1793.8616 | 1.3711e-11

## C3
Car N° 3 |  | Q ne peut pas être = à 0 !!
Coef. Beam : | 1
H = | 2.234 | m
D = | 3.91 | m
Calculation of q"3 for r C 3 in m
t | Q | Q* | Q*H | z' | LH | y
mn | [W] | - | - | m | m | - | 10
0 | 0.001 | 2.9801e-11 | 1.2077e-10 | 0.0005773 | -2.2305 | 3033.6448 | 1.9626e-12
1 | 0.001 | 2.9801e-11 | 1.2077e-10 | 0.0005773 | -2.2305 | 3033.6448 | 1.9626e-12
2 | 0.001 | 2.9801e-11 | 1.2077e-10 | 0.0005773 | -2.2305 | 3033.6448 | 1.9626e-12
3 | 0.001 | 2.9801e-11 | 1.2077e-10 | 0.0005773 | -2.2305 | 3033.6448 | 1.9626e-12
4 | 0.001 | 2.9801e-11 | 1.2077e-10 | 0.0005773 | -2.2305 | 3033.6448 | 1.9626e-12
5 | 0.001 | 2.9801e-11 | 1.2077e-10 | 0.0005773 | -2.2305 | 3033.6448 | 1.9626e-12
6 | 0.001 | 2.9801e-11 | 1.2077e-10 | 0.0005773 | -2.2305 | 3033.6448 | 1.9626e-12
7 | 0.001 | 2.9801e-11 | 1.2077e-10 | 0.0005773 | -2.2305 | 3033.6448 | 1.9626e-12
8 | 0.001 | 2.9801e-11 | 1.2077e-10 | 0.0005773 | -2.2305 | 3033.6448 | 1.9626e-12
9 | 0.001 | 2.9801e-11 | 1.2077e-10 | 0.0005773 | -2.2305 | 3033.6448 | 1.9626e-12
10 | 0.001 | 2.9801e-11 | 1.2077e-10 | 0.0005773 | -2.2305 | 3033.6448 | 1.9626e-12
11 | 0.001 | 2.9801e-11 | 1.2077e-10 | 0.0005773 | -2.2305 | 3033.6448 | 1.9626e-12
12 | 0.001 | 2.9801e-11 | 1.2077e-10 | 0.0005773 | -2.2305 | 3033.6448 | 1.9626e-12
13 | 0.001 | 2.9801e-11 | 1.2077e-10 | 0.0005773 | -2.2305 | 3033.6448 | 1.9626e-12
14 | 0.001 | 2.9801e-11 | 1.2077e-10 | 0.0005773 | -2.2305 | 3033.6448 | 1.9626e-12
15 | 0.001 | 2.9801e-11 | 1.2077e-10 | 0.0005773 | -2.2305 | 3033.6448 | 1.9626e-12
16 | 0.001 | 2.9801e-11 | 1.2077e-10 | 0.0005773 | -2.2305 | 3033.6448 | 1.9626e-12
17 | 0.001 | 2.9801e-11 | 1.2077e-10 | 0.0005773 | -2.2305 | 3033.6448 | 1.9626e-12
18 | 0.001 | 2.9801e-11 | 1.2077e-10 | 0.0005773 | -2.2305 | 3033.6448 | 1.9626e-12
19 | 0.001 | 2.9801e-11 | 1.2077e-10 | 0.0005773 | -2.2305 | 3033.6448 | 1.9626e-12
20 | 0.001 | 2.9801e-11 | 1.2077e-10 | 0.0005773 | -2.2305 | 3033.6448 | 1.9626e-12
21 | 0.001 | 2.9801e-11 | 1.2077e-10 | 0.0005773 | -2.2305 | 3033.6448 | 1.9626e-12
22 | 0.001 | 2.9801e-11 | 1.2077e-10 | 0.0005773 | -2.2305 | 3033.6448 | 1.9626e-12
23 | 0.001 | 2.9801e-11 | 1.2077e-10 | 0.0005773 | -2.2305 | 3033.6448 | 1.9626e-12
24 | 0.001 | 2.9801e-11 | 1.2077e-10 | 0.0005773 | -2.2305 | 3033.6448 | 1.9626e-12
25 | 2400000 | 0.071523 | 0.28985 | 1.6502 | 2.0713 | 2.3313 | 0.65457
26 | 2400000 | 0.071523 | 0.28985 | 1.6502 | 2.0713 | 2.3313 | 0.65457
27 | 2400000 | 0.071523 | 0.28985 | 1.6502 | 2.0713 | 2.3313 | 0.65457
28 | 2400000 | 0.071523 | 0.28985 | 1.6502 | 2.0713 | 2.3313 | 0.65457
29 | 2400000 | 0.071523 | 0.28985 | 1.6502 | 2.0713 | 2.3313 | 0.65457
30 | 2400000 | 0.071523 | 0.28985 | 1.6502 | 2.0713 | 2.3313 | 0.65457
31 | 2400000 | 0.071523 | 0.28985 | 1.6502 | 2.0713 | 2.3313 | 0.65457
32 | 2400000 | 0.071523 | 0.28985 | 1.6502 | 2.0713 | 2.3313 | 0.65457
33 | 2400000 | 0.071523 | 0.28985 | 1.6502 | 2.0713 | 2.3313 | 0.65457
34 | 2400000 | 0.071523 | 0.28985 | 1.6502 | 2.0713 | 2.3313 | 0.65457
35 | 2916666.6667 | 0.08692 | 0.35225 | 1.6908 | 2.3574 | 2.2166 | 0.789
36 | 3433333.3333 | 0.10232 | 0.41465 | 1.7174 | 2.6113 | 2.1259 | 0.92088
37 | 3950000 | 0.11772 | 0.47705 | 1.7337 | 2.8407 | 2.0515 | 1.0505
38 | 4466666.6667 | 0.13311 | 0.53945 | 1.7422 | 3.0508 | 1.9889 | 1.1781
39 | 4983333.3333 | 0.14851 | 0.60185 | 1.7445 | 3.2451 | 1.9351 | 1.304
40 | 5500000 | 0.16391 | 0.66425 | 1.7417 | 3.4264 | 1.8881 | 1.4284
41 | 8300000 | 0.24735 | 1.0024 | 1.6691 | 4.2498 | 1.7053 | 2.0817
42 | 6400000 | 0.19073 | 0.77295 | 1.7274 | 3.7167 | 1.8183 | 1.6417
43 | 4500000 | 0.13411 | 0.54348 | 1.7425 | 3.0637 | 1.9852 | 1.1863
44 | 4181818.1818 | 0.12462 | 0.50505 | 1.7384 | 2.9371 | 2.0222 | 1.108
45 | 3863636.3636 | 0.11514 | 0.46662 | 1.7316 | 2.8038 | 2.0631 | 1.029
46 | 3545454.5455 | 0.10566 | 0.42819 | 1.7217 | 2.6629 | 2.1085 | 0.94919
47 | 3227272.7273 | 0.096177 | 0.38977 | 1.7082 | 2.5133 | 2.1597 | 0.86857
48 | 2909090.9091 | 0.086695 | 0.35134 | 1.6903 | 2.3534 | 2.218 | 0.78705
49 | 2590909.0909 | 0.077212 | 0.31291 | 1.6671 | 2.1814 | 2.2854 | 0.70456
50 | 2272727.2727 | 0.06773 | 0.27448 | 1.6375 | 1.9946 | 2.3647 | 0.62102
51 | 1954545.4545 | 0.058248 | 0.23606 | 1.5995 | 1.7892 | 2.4603 | 0.53635
52 | 1636363.6364 | 0.048766 | 0.19763 | 1.5505 | 1.5601 | 2.5791 | 0.45044
53 | 1318181.8182 | 0.039284 | 0.1592 | 1.4864 | 1.2988 | 2.7336 | 0.36324
54 | 1000000 | 0.029801 | 0.12077 | 1.3999 | 0.99101 | 2.9479 | 0.27471
55 | 968750 | 0.02887 | 0.117 | 1.3897 | 0.9574 | 2.9739 | 0.26594
56 | 937500 | 0.027939 | 0.11322 | 1.3792 | 0.92305 | 3.001 | 0.25717
57 | 906250 | 0.027007 | 0.10945 | 1.3683 | 0.88793 | 3.0293 | 0.24838
58 | 875000 | 0.026076 | 0.10568 | 1.357 | 0.85198 | 3.059 | 0.23958
59 | 843750 | 0.025145 | 0.1019 | 1.3452 | 0.81517 | 3.0901 | 0.23077
60 | 812500 | 0.024214 | 0.098128 | 1.333 | 0.77743 | 3.1228 | 0.22195
61 | 781250 | 0.023282 | 0.094354 | 1.3203 | 0.7387 | 3.1573 | 0.21312
62 | 750000 | 0.022351 | 0.09058 | 1.3071 | 0.69893 | 3.1936 | 0.20428
63 | 718750 | 0.02142 | 0.086805 | 1.2933 | 0.65802 | 3.2321 | 0.19543
64 | 687500 | 0.020488 | 0.083031 | 1.2789 | 0.61591 | 3.2729 | 0.18658
65 | 656250 | 0.019557 | 0.079257 | 1.2638 | 0.57249 | 3.3162 | 0.17772
66 | 625000 | 0.018626 | 0.075483 | 1.248 | 0.52767 | 3.3624 | 0.16885
67 | 593750 | 0.017695 | 0.071709 | 1.2314 | 0.48131 | 3.4118 | 0.15998
68 | 562500 | 0.016763 | 0.067935 | 1.214 | 0.4333 | 3.4648 | 0.1511
69 | 531250 | 0.015832 | 0.064161 | 1.1957 | 0.38346 | 3.522 | 0.14223
70 | 500000 | 0.014901 | 0.060386 | 1.1763 | 0.33161 | 3.5838 | 0.13335
71 | 468750 | 0.013969 | 0.056612 | 1.1557 | 0.27755 | 3.6511 | 0.12448
72 | 437500 | 0.013038 | 0.052838 | 1.1339 | 0.22101 | 3.7248 | 0.11562
73 | 406250 | 0.012107 | 0.049064 | 1.1107 | 0.1617 | 3.8058 | 0.10677
74 | 375000 | 0.011175 | 0.04529 | 1.0858 | 0.09925 | 3.8958 | 0.097927
75 | 343750 | 0.010244 | 0.041516 | 1.0591 | 0.033206 | 3.9964 | 0.089108
76 | 312500 | 0.0093129 | 0.037741 | 1.0301 | -0.036993 | 4.1102 | 0.080317
77 | 281250 | 0.0083816 | 0.033967 | 0.99866 | -0.11207 | 4.2404 | 0.07156
78 | 250000 | 0.0074503 | 0.030193 | 0.96412 | -0.19296 | 4.3918 | 0.06285
79 | 218750 | 0.006519 | 0.026419 | 0.92584 | -0.28095 | 4.5711 | 0.0542
80 | 187500 | 0.0055877 | 0.022645 | 0.88288 | -0.37781 | 4.7888 | 0.04563
81 | 156250 | 0.0046565 | 0.018871 | 0.83382 | -0.4862 | 5.0619 | 0.037166
82 | 125000 | 0.0037252 | 0.015097 | 0.77645 | -0.61028 | 5.4206 | 0.028847
83 | 93750 | 0.0027939 | 0.011322 | 0.70689 | -0.75734 | 5.9265 | 0.020736
84 | 62500 | 0.0018626 | 0.0075483 | 0.61728 | -0.94227 | 6.7319 | 0.012941
85 | 31250 | 0.00093129 | 0.0037741 | 0.48598 | -1.2064 | 8.4038 | 0.0056955
86 | 0.001 | 2.9801e-11 | 1.2077e-10 | 0.0005773 | -2.2305 | 3033.6448 | 1.9626e-12
87 | 0.001 | 2.9801e-11 | 1.2077e-10 | 0.0005773 | -2.2305 | 3033.6448 | 1.9626e-12
88 | 0.001 | 2.9801e-11 | 1.2077e-10 | 0.0005773 | -2.2305 | 3033.6448 | 1.9626e-12
89 | 0.001 | 2.9801e-11 | 1.2077e-10 | 0.0005773 | -2.2305 | 3033.6448 | 1.9626e-12
90 | 0.001 | 2.9801e-11 | 1.2077e-10 | 0.0005773 | -2.2305 | 3033.6448 | 1.9626e-12
91 | 0.001 | 2.9801e-11 | 1.2077e-10 | 0.0005773 | -2.2305 | 3033.6448 | 1.9626e-12
92 | 0.001 | 2.9801e-11 | 1.2077e-10 | 0.0005773 | -2.2305 | 3033.6448 | 1.9626e-12
93 | 0.001 | 2.9801e-11 | 1.2077e-10 | 0.0005773 | -2.2305 | 3033.6448 | 1.9626e-12
94 | 0.001 | 2.9801e-11 | 1.2077e-10 | 0.0005773 | -2.2305 | 3033.6448 | 1.9626e-12
95 | 0.001 | 2.9801e-11 | 1.2077e-10 | 0.0005773 | -2.2305 | 3033.6448 | 1.9626e-12
96 | 0.001 | 2.9801e-11 | 1.2077e-10 | 0.0005773 | -2.2305 | 3033.6448 | 1.9626e-12
97 | 0.001 | 2.9801e-11 | 1.2077e-10 | 0.0005773 | -2.2305 | 3033.6448 | 1.9626e-12
98 | 0.001 | 2.9801e-11 | 1.2077e-10 | 0.0005773 | -2.2305 | 3033.6448 | 1.9626e-12
99 | 0.001 | 2.9801e-11 | 1.2077e-10 | 0.0005773 | -2.2305 | 3033.6448 | 1.9626e-12
100 | 0.001 | 2.9801e-11 | 1.2077e-10 | 0.0005773 | -2.2305 | 3033.6448 | 1.9626e-12
101 | 0.001 | 2.9801e-11 | 1.2077e-10 | 0.0005773 | -2.2305 | 3033.6448 | 1.9626e-12
102 | 0.001 | 2.9801e-11 | 1.2077e-10 | 0.0005773 | -2.2305 | 3033.6448 | 1.9626e-12
103 | 0.001 | 2.9801e-11 | 1.2077e-10 | 0.0005773 | -2.2305 | 3033.6448 | 1.9626e-12
104 | 0.001 | 2.9801e-11 | 1.2077e-10 | 0.0005773 | -2.2305 | 3033.6448 | 1.9626e-12
105 | 0.001 | 2.9801e-11 | 1.2077e-10 | 0.0005773 | -2.2305 | 3033.6448 | 1.9626e-12
106 | 0.001 | 2.9801e-11 | 1.2077e-10 | 0.0005773 | -2.2305 | 3033.6448 | 1.9626e-12
107 | 0.001 | 2.9801e-11 | 1.2077e-10 | 0.0005773 | -2.2305 | 3033.6448 | 1.9626e-12
108 | 0.001 | 2.9801e-11 | 1.2077e-10 | 0.0005773 | -2.2305 | 3033.6448 | 1.9626e-12
109 | 0.001 | 2.9801e-11 | 1.2077e-10 | 0.0005773 | -2.2305 | 3033.6448 | 1.9626e-12
110 | 0.001 | 2.9801e-11 | 1.2077e-10 | 0.0005773 | -2.2305 | 3033.6448 | 1.9626e-12
111 | 0.001 | 2.9801e-11 | 1.2077e-10 | 0.0005773 | -2.2305 | 3033.6448 | 1.9626e-12
112 | 0.001 | 2.9801e-11 | 1.2077e-10 | 0.0005773 | -2.2305 | 3033.6448 | 1.9626e-12
113 | 0.001 | 2.9801e-11 | 1.2077e-10 | 0.0005773 | -2.2305 | 3033.6448 | 1.9626e-12
114 | 0.001 | 2.9801e-11 | 1.2077e-10 | 0.0005773 | -2.2305 | 3033.6448 | 1.9626e-12
115 | 0.001 | 2.9801e-11 | 1.2077e-10 | 0.0005773 | -2.2305 | 3033.6448 | 1.9626e-12
116 | 0.001 | 2.9801e-11 | 1.2077e-10 | 0.0005773 | -2.2305 | 3033.6448 | 1.9626e-12
117 | 0.001 | 2.9801e-11 | 1.2077e-10 | 0.0005773 | -2.2305 | 3033.6448 | 1.9626e-12
118 | 0.001 | 2.9801e-11 | 1.2077e-10 | 0.0005773 | -2.2305 | 3033.6448 | 1.9626e-12
119 | 0.001 | 2.9801e-11 | 1.2077e-10 | 0.0005773 | -2.2305 | 3033.6448 | 1.9626e-12
120 | 0.001 | 2.9801e-11 | 1.2077e-10 | 0.0005773 | -2.2305 | 3033.6448 | 1.9626e-12
121 | 0.001 | 2.9801e-11 | 1.2077e-10 | 0.0005773 | -2.2305 | 3033.6448 | 1.9626e-12
122 | 0.001 | 2.9801e-11 | 1.2077e-10 | 0.0005773 | -2.2305 | 3033.6448 | 1.9626e-12
123 | 0.001 | 2.9801e-11 | 1.2077e-10 | 0.0005773 | -2.2305 | 3033.6448 | 1.9626e-12
124 | 0.001 | 2.9801e-11 | 1.2077e-10 | 0.0005773 | -2.2305 | 3033.6448 | 1.9626e-12
125 | 0.001 | 2.9801e-11 | 1.2077e-10 | 0.0005773 | -2.2305 | 3033.6448 | 1.9626e-12
126 | 0.001 | 2.9801e-11 | 1.2077e-10 | 0.0005773 | -2.2305 | 3033.6448 | 1.9626e-12
127 | 0.001 | 2.9801e-11 | 1.2077e-10 | 0.0005773 | -2.2305 | 3033.6448 | 1.9626e-12
128 | 0.001 | 2.9801e-11 | 1.2077e-10 | 0.0005773 | -2.2305 | 3033.6448 | 1.9626e-12
129 | 0.001 | 2.9801e-11 | 1.2077e-10 | 0.0005773 | -2.2305 | 3033.6448 | 1.9626e-12
130 | 0.001 | 2.9801e-11 | 1.2077e-10 | 0.0005773 | -2.2305 | 3033.6448 | 1.9626e-12
131 | 0.001 | 2.9801e-11 | 1.2077e-10 | 0.0005773 | -2.2305 | 3033.6448 | 1.9626e-12
132 | 0.001 | 2.9801e-11 | 1.2077e-10 | 0.0005773 | -2.2305 | 3033.6448 | 1.9626e-12
133 | 0.001 | 2.9801e-11 | 1.2077e-10 | 0.0005773 | -2.2305 | 3033.6448 | 1.9626e-12
134 | 0.001 | 2.9801e-11 | 1.2077e-10 | 0.0005773 | -2.2305 | 3033.6448 | 1.9626e-12
135 | 0.001 | 2.9801e-11 | 1.2077e-10 | 0.0005773 | -2.2305 | 3033.6448 | 1.9626e-12
136 | 0.001 | 2.9801e-11 | 1.2077e-10 | 0.0005773 | -2.2305 | 3033.6448 | 1.9626e-12
137 | 0.001 | 2.9801e-11 | 1.2077e-10 | 0.0005773 | -2.2305 | 3033.6448 | 1.9626e-12
138 | 0.001 | 2.9801e-11 | 1.2077e-10 | 0.0005773 | -2.2305 | 3033.6448 | 1.9626e-12
139 | 0.001 | 2.9801e-11 | 1.2077e-10 | 0.0005773 | -2.2305 | 3033.6448 | 1.9626e-12
140 | 0.001 | 2.9801e-11 | 1.2077e-10 | 0.0005773 | -2.2305 | 3033.6448 | 1.9626e-12
141 | 0.001 | 2.9801e-11 | 1.2077e-10 | 0.0005773 | -2.2305 | 3033.6448 | 1.9626e-12
142 | 0.001 | 2.9801e-11 | 1.2077e-10 | 0.0005773 | -2.2305 | 3033.6448 | 1.9626e-12
143 | 0.001 | 2.9801e-11 | 1.2077e-10 | 0.0005773 | -2.2305 | 3033.6448 | 1.9626e-12
144 | 0.001 | 2.9801e-11 | 1.2077e-10 | 0.0005773 | -2.2305 | 3033.6448 | 1.9626e-12
145 | 0.001 | 2.9801e-11 | 1.2077e-10 | 0.0005773 | -2.2305 | 3033.6448 | 1.9626e-12
146 | 0.001 | 2.9801e-11 | 1.2077e-10 | 0.0005773 | -2.2305 | 3033.6448 | 1.9626e-12
147 | 0.001 | 2.9801e-11 | 1.2077e-10 | 0.0005773 | -2.2305 | 3033.6448 | 1.9626e-12
148 | 0.001 | 2.9801e-11 | 1.2077e-10 | 0.0005773 | -2.2305 | 3033.6448 | 1.9626e-12
149 | 0.001 | 2.9801e-11 | 1.2077e-10 | 0.0005773 | -2.2305 | 3033.6448 | 1.9626e-12
150 | 0.001 | 2.9801e-11 | 1.2077e-10 | 0.0005773 | -2.2305 | 3033.6448 | 1.9626e-12
151 | 0.001 | 2.9801e-11 | 1.2077e-10 | 0.0005773 | -2.2305 | 3033.6448 | 1.9626e-12
152 | 0.001 | 2.9801e-11 | 1.2077e-10 | 0.0005773 | -2.2305 | 3033.6448 | 1.9626e-12
153 | 0.001 | 2.9801e-11 | 1.2077e-10 | 0.0005773 | -2.2305 | 3033.6448 | 1.9626e-12
154 | 0.001 | 2.9801e-11 | 1.2077e-10 | 0.0005773 | -2.2305 | 3033.6448 | 1.9626e-12
155 | 0.001 | 2.9801e-11 | 1.2077e-10 | 0.0005773 | -2.2305 | 3033.6448 | 1.9626e-12
156 | 0.001 | 2.9801e-11 | 1.2077e-10 | 0.0005773 | -2.2305 | 3033.6448 | 1.9626e-12
157 | 0.001 | 2.9801e-11 | 1.2077e-10 | 0.0005773 | -2.2305 | 3033.6448 | 1.9626e-12
158 | 0.001 | 2.9801e-11 | 1.2077e-10 | 0.0005773 | -2.2305 | 3033.6448 | 1.9626e-12
159 | 0.001 | 2.9801e-11 | 1.2077e-10 | 0.0005773 | -2.2305 | 3033.6448 | 1.9626e-12
160 | 0.001 | 2.9801e-11 | 1.2077e-10 | 0.0005773 | -2.2305 | 3033.6448 | 1.9626e-12
161 | 0.001 | 2.9801e-11 | 1.2077e-10 | 0.0005773 | -2.2305 | 3033.6448 | 1.9626e-12
162 | 0.001 | 2.9801e-11 | 1.2077e-10 | 0.0005773 | -2.2305 | 3033.6448 | 1.9626e-12
163 | 0.001 | 2.9801e-11 | 1.2077e-10 | 0.0005773 | -2.2305 | 3033.6448 | 1.9626e-12
164 | 0.001 | 2.9801e-11 | 1.2077e-10 | 0.0005773 | -2.2305 | 3033.6448 | 1.9626e-12
165 | 0.001 | 2.9801e-11 | 1.2077e-10 | 0.0005773 | -2.2305 | 3033.6448 | 1.9626e-12
166 | 0.001 | 2.9801e-11 | 1.2077e-10 | 0.0005773 | -2.2305 | 3033.6448 | 1.9626e-12
167 | 0.001 | 2.9801e-11 | 1.2077e-10 | 0.0005773 | -2.2305 | 3033.6448 | 1.9626e-12
168 | 0.001 | 2.9801e-11 | 1.2077e-10 | 0.0005773 | -2.2305 | 3033.6448 | 1.9626e-12
169 | 0.001 | 2.9801e-11 | 1.2077e-10 | 0.0005773 | -2.2305 | 3033.6448 | 1.9626e-12
170 | 0.001 | 2.9801e-11 | 1.2077e-10 | 0.0005773 | -2.2305 | 3033.6448 | 1.9626e-12
171 | 0.001 | 2.9801e-11 | 1.2077e-10 | 0.0005773 | -2.2305 | 3033.6448 | 1.9626e-12
172 | 0.001 | 2.9801e-11 | 1.2077e-10 | 0.0005773 | -2.2305 | 3033.6448 | 1.9626e-12
173 | 0.001 | 2.9801e-11 | 1.2077e-10 | 0.0005773 | -2.2305 | 3033.6448 | 1.9626e-12
174 | 0.001 | 2.9801e-11 | 1.2077e-10 | 0.0005773 | -2.2305 | 3033.6448 | 1.9626e-12
175 | 0.001 | 2.9801e-11 | 1.2077e-10 | 0.0005773 | -2.2305 | 3033.6448 | 1.9626e-12
176 | 0.001 | 2.9801e-11 | 1.2077e-10 | 0.0005773 | -2.2305 | 3033.6448 | 1.9626e-12
177 | 0.001 | 2.9801e-11 | 1.2077e-10 | 0.0005773 | -2.2305 | 3033.6448 | 1.9626e-12
178 | 0.001 | 2.9801e-11 | 1.2077e-10 | 0.0005773 | -2.2305 | 3033.6448 | 1.9626e-12
179 | 0.001 | 2.9801e-11 | 1.2077e-10 | 0.0005773 | -2.2305 | 3033.6448 | 1.9626e-12
180 | 0.001 | 2.9801e-11 | 1.2077e-10 | 0.0005773 | -2.2305 | 3033.6448 | 1.9626e-12
181 | 0.001 | 2.9801e-11 | 1.2077e-10 | 0.0005773 | -2.2305 | 3033.6448 | 1.9626e-12
182 | 0.001 | 2.9801e-11 | 1.2077e-10 | 0.0005773 | -2.2305 | 3033.6448 | 1.9626e-12
183 | 0.001 | 2.9801e-11 | 1.2077e-10 | 0.0005773 | -2.2305 | 3033.6448 | 1.9626e-12
184 | 0.001 | 2.9801e-11 | 1.2077e-10 | 0.0005773 | -2.2305 | 3033.6448 | 1.9626e-12
185 | 0.001 | 2.9801e-11 | 1.2077e-10 | 0.0005773 | -2.2305 | 3033.6448 | 1.9626e-12
186 | 0.001 | 2.9801e-11 | 1.2077e-10 | 0.0005773 | -2.2305 | 3033.6448 | 1.9626e-12
187 | 0.001 | 2.9801e-11 | 1.2077e-10 | 0.0005773 | -2.2305 | 3033.6448 | 1.9626e-12
188 | 0.001 | 2.9801e-11 | 1.2077e-10 | 0.0005773 | -2.2305 | 3033.6448 | 1.9626e-12
189 | 0.001 | 2.9801e-11 | 1.2077e-10 | 0.0005773 | -2.2305 | 3033.6448 | 1.9626e-12
190 | 0.001 | 2.9801e-11 | 1.2077e-10 | 0.0005773 | -2.2305 | 3033.6448 | 1.9626e-12
191 | 0.001 | 2.9801e-11 | 1.2077e-10 | 0.0005773 | -2.2305 | 3033.6448 | 1.9626e-12
192 | 0.001 | 2.9801e-11 | 1.2077e-10 | 0.0005773 | -2.2305 | 3033.6448 | 1.9626e-12
193 | 0.001 | 2.9801e-11 | 1.2077e-10 | 0.0005773 | -2.2305 | 3033.6448 | 1.9626e-12
194 | 0.001 | 2.9801e-11 | 1.2077e-10 | 0.0005773 | -2.2305 | 3033.6448 | 1.9626e-12
195 | 0.001 | 2.9801e-11 | 1.2077e-10 | 0.0005773 | -2.2305 | 3033.6448 | 1.9626e-12
196 | 0.001 | 2.9801e-11 | 1.2077e-10 | 0.0005773 | -2.2305 | 3033.6448 | 1.9626e-12
197 | 0.001 | 2.9801e-11 | 1.2077e-10 | 0.0005773 | -2.2305 | 3033.6448 | 1.9626e-12
198 | 0.001 | 2.9801e-11 | 1.2077e-10 | 0.0005773 | -2.2305 | 3033.6448 | 1.9626e-12
199 | 0.001 | 2.9801e-11 | 1.2077e-10 | 0.0005773 | -2.2305 | 3033.6448 | 1.9626e-12
200 | 0.001 | 2.9801e-11 | 1.2077e-10 | 0.0005773 | -2.2305 | 3033.6448 | 1.9626e-12

## C4
Car N° 4 |  | Q ne peut pas être = à 0 !!
Coef. Beam : | 1
H = | 2.234 | m
D = | 3.91 | m
Calculation of q"4 for r C 4 in m
t | Q | Q* | Q*H | z' | LH | y
mn | [W] | - | - | m | m | - | 2.5
0 | 0.001 | 2.9801e-11 | 1.2077e-10 | 0.0005773 | -2.2305 | 1173.9699 | 6.582e-11
1 | 0.001 | 2.9801e-11 | 1.2077e-10 | 0.0005773 | -2.2305 | 1173.9699 | 6.582e-11
2 | 0.001 | 2.9801e-11 | 1.2077e-10 | 0.0005773 | -2.2305 | 1173.9699 | 6.582e-11
3 | 0.001 | 2.9801e-11 | 1.2077e-10 | 0.0005773 | -2.2305 | 1173.9699 | 6.582e-11
4 | 0.001 | 2.9801e-11 | 1.2077e-10 | 0.0005773 | -2.2305 | 1173.9699 | 6.582e-11
5 | 0.001 | 2.9801e-11 | 1.2077e-10 | 0.0005773 | -2.2305 | 1173.9699 | 6.582e-11
6 | 0.001 | 2.9801e-11 | 1.2077e-10 | 0.0005773 | -2.2305 | 1173.9699 | 6.582e-11
7 | 0.001 | 2.9801e-11 | 1.2077e-10 | 0.0005773 | -2.2305 | 1173.9699 | 6.582e-11
8 | 0.001 | 2.9801e-11 | 1.2077e-10 | 0.0005773 | -2.2305 | 1173.9699 | 6.582e-11
9 | 0.001 | 2.9801e-11 | 1.2077e-10 | 0.0005773 | -2.2305 | 1173.9699 | 6.582e-11
10 | 0.001 | 2.9801e-11 | 1.2077e-10 | 0.0005773 | -2.2305 | 1173.9699 | 6.582e-11
11 | 0.001 | 2.9801e-11 | 1.2077e-10 | 0.0005773 | -2.2305 | 1173.9699 | 6.582e-11
12 | 0.001 | 2.9801e-11 | 1.2077e-10 | 0.0005773 | -2.2305 | 1173.9699 | 6.582e-11
13 | 0.001 | 2.9801e-11 | 1.2077e-10 | 0.0005773 | -2.2305 | 1173.9699 | 6.582e-11
14 | 0.001 | 2.9801e-11 | 1.2077e-10 | 0.0005773 | -2.2305 | 1173.9699 | 6.582e-11
15 | 0.001 | 2.9801e-11 | 1.2077e-10 | 0.0005773 | -2.2305 | 1173.9699 | 6.582e-11
16 | 0.001 | 2.9801e-11 | 1.2077e-10 | 0.0005773 | -2.2305 | 1173.9699 | 6.582e-11
17 | 0.001 | 2.9801e-11 | 1.2077e-10 | 0.0005773 | -2.2305 | 1173.9699 | 6.582e-11
18 | 0.001 | 2.9801e-11 | 1.2077e-10 | 0.0005773 | -2.2305 | 1173.9699 | 6.582e-11
19 | 0.001 | 2.9801e-11 | 1.2077e-10 | 0.0005773 | -2.2305 | 1173.9699 | 6.582e-11
20 | 0.001 | 2.9801e-11 | 1.2077e-10 | 0.0005773 | -2.2305 | 1173.9699 | 6.582e-11
21 | 0.001 | 2.9801e-11 | 1.2077e-10 | 0.0005773 | -2.2305 | 1173.9699 | 6.582e-11
22 | 0.001 | 2.9801e-11 | 1.2077e-10 | 0.0005773 | -2.2305 | 1173.9699 | 6.582e-11
23 | 0.001 | 2.9801e-11 | 1.2077e-10 | 0.0005773 | -2.2305 | 1173.9699 | 6.582e-11
24 | 0.001 | 2.9801e-11 | 1.2077e-10 | 0.0005773 | -2.2305 | 1173.9699 | 6.582e-11
25 | 0.001 | 2.9801e-11 | 1.2077e-10 | 0.0005773 | -2.2305 | 1173.9699 | 6.582e-11
26 | 0.001 | 2.9801e-11 | 1.2077e-10 | 0.0005773 | -2.2305 | 1173.9699 | 6.582e-11
27 | 0.001 | 2.9801e-11 | 1.2077e-10 | 0.0005773 | -2.2305 | 1173.9699 | 6.582e-11
28 | 0.001 | 2.9801e-11 | 1.2077e-10 | 0.0005773 | -2.2305 | 1173.9699 | 6.582e-11
29 | 0.001 | 2.9801e-11 | 1.2077e-10 | 0.0005773 | -2.2305 | 1173.9699 | 6.582e-11
30 | 0.001 | 2.9801e-11 | 1.2077e-10 | 0.0005773 | -2.2305 | 1173.9699 | 6.582e-11
31 | 0.001 | 2.9801e-11 | 1.2077e-10 | 0.0005773 | -2.2305 | 1173.9699 | 6.582e-11
32 | 0.001 | 2.9801e-11 | 1.2077e-10 | 0.0005773 | -2.2305 | 1173.9699 | 6.582e-11
33 | 0.001 | 2.9801e-11 | 1.2077e-10 | 0.0005773 | -2.2305 | 1173.9699 | 6.582e-11
34 | 0.001 | 2.9801e-11 | 1.2077e-10 | 0.0005773 | -2.2305 | 1173.9699 | 6.582e-11
35 | 0.001 | 2.9801e-11 | 1.2077e-10 | 0.0005773 | -2.2305 | 1173.9699 | 6.582e-11
36 | 0.001 | 2.9801e-11 | 1.2077e-10 | 0.0005773 | -2.2305 | 1173.9699 | 6.582e-11
37 | 2400000 | 0.071523 | 0.28985 | 1.6502 | 2.0713 | 1.072 | 11.5981
38 | 2400000 | 0.071523 | 0.28985 | 1.6502 | 2.0713 | 1.072 | 11.5981
39 | 2400000 | 0.071523 | 0.28985 | 1.6502 | 2.0713 | 1.072 | 11.5981
40 | 2400000 | 0.071523 | 0.28985 | 1.6502 | 2.0713 | 1.072 | 11.5981
41 | 2400000 | 0.071523 | 0.28985 | 1.6502 | 2.0713 | 1.072 | 11.5981
42 | 2400000 | 0.071523 | 0.28985 | 1.6502 | 2.0713 | 1.072 | 11.5981
43 | 2400000 | 0.071523 | 0.28985 | 1.6502 | 2.0713 | 1.072 | 11.5981
44 | 2400000 | 0.071523 | 0.28985 | 1.6502 | 2.0713 | 1.072 | 11.5981
45 | 2400000 | 0.071523 | 0.28985 | 1.6502 | 2.0713 | 1.072 | 11.5981
46 | 2400000 | 0.071523 | 0.28985 | 1.6502 | 2.0713 | 1.072 | 11.5981
47 | 2916666.6667 | 0.08692 | 0.35225 | 1.6908 | 2.3574 | 1.0227 | 13.8045
48 | 3433333.3333 | 0.10232 | 0.41465 | 1.7174 | 2.6113 | 0.98305 | 17.3514
49 | 3950000 | 0.11772 | 0.47705 | 1.7337 | 2.8407 | 0.94996 | 21.3545
50 | 4466666.6667 | 0.13311 | 0.53945 | 1.7422 | 3.0508 | 0.92162 | 24.7838
51 | 4983333.3333 | 0.14851 | 0.60185 | 1.7445 | 3.2451 | 0.89685 | 27.7815
52 | 5500000 | 0.16391 | 0.66425 | 1.7417 | 3.4264 | 0.87484 | 30.4442
53 | 8300000 | 0.24735 | 1.0024 | 1.6691 | 4.2498 | 0.78538 | 41.2689
54 | 6400000 | 0.19073 | 0.77295 | 1.7274 | 3.7167 | 0.84153 | 34.4744
55 | 4500000 | 0.13411 | 0.54348 | 1.7425 | 3.0637 | 0.91993 | 24.989
56 | 4181818.1818 | 0.12462 | 0.50505 | 1.7384 | 2.9371 | 0.93674 | 22.9542
57 | 3863636.3636 | 0.11514 | 0.46662 | 1.7316 | 2.8038 | 0.95512 | 20.73
58 | 3545454.5455 | 0.10566 | 0.42819 | 1.7217 | 2.6629 | 0.97539 | 18.2784
59 | 3227272.7273 | 0.096177 | 0.38977 | 1.7082 | 2.5133 | 0.99794 | 15.5493
60 | 2909090.9091 | 0.086695 | 0.35134 | 1.6903 | 2.3534 | 1.0233 | 13.7724
61 | 2590909.0909 | 0.077212 | 0.31291 | 1.6671 | 2.1814 | 1.0524 | 12.4181
62 | 2272727.2727 | 0.06773 | 0.27448 | 1.6375 | 1.9946 | 1.0862 | 11.0478
63 | 1954545.4545 | 0.058248 | 0.23606 | 1.5995 | 1.7892 | 1.1264 | 9.6564
64 | 1636363.6364 | 0.048766 | 0.19763 | 1.5505 | 1.5601 | 1.1759 | 8.2373
65 | 1318181.8182 | 0.039284 | 0.1592 | 1.4864 | 1.2988 | 1.2393 | 6.7814
66 | 1000000 | 0.029801 | 0.12077 | 1.3999 | 0.99101 | 1.3263 | 5.2765
67 | 968750 | 0.02887 | 0.117 | 1.3897 | 0.9574 | 1.3367 | 5.1254
68 | 937500 | 0.027939 | 0.11322 | 1.3792 | 0.92305 | 1.3476 | 4.9737
69 | 906250 | 0.027007 | 0.10945 | 1.3683 | 0.88793 | 1.359 | 4.8212
70 | 875000 | 0.026076 | 0.10568 | 1.357 | 0.85198 | 1.3709 | 4.6681
71 | 843750 | 0.025145 | 0.1019 | 1.3452 | 0.81517 | 1.3834 | 4.5142
72 | 812500 | 0.024214 | 0.098128 | 1.333 | 0.77743 | 1.3965 | 4.3595
73 | 781250 | 0.023282 | 0.094354 | 1.3203 | 0.7387 | 1.4103 | 4.2041
74 | 750000 | 0.022351 | 0.09058 | 1.3071 | 0.69893 | 1.4248 | 4.0478
75 | 718750 | 0.02142 | 0.086805 | 1.2933 | 0.65802 | 1.4401 | 3.8907
76 | 687500 | 0.020488 | 0.083031 | 1.2789 | 0.61591 | 1.4563 | 3.7327
77 | 656250 | 0.019557 | 0.079257 | 1.2638 | 0.57249 | 1.4736 | 3.5738
78 | 625000 | 0.018626 | 0.075483 | 1.248 | 0.52767 | 1.4919 | 3.414
79 | 593750 | 0.017695 | 0.071709 | 1.2314 | 0.48131 | 1.5115 | 3.2531
80 | 562500 | 0.016763 | 0.067935 | 1.214 | 0.4333 | 1.5325 | 3.0912
81 | 531250 | 0.015832 | 0.064161 | 1.1957 | 0.38346 | 1.5551 | 2.9283
82 | 500000 | 0.014901 | 0.060386 | 1.1763 | 0.33161 | 1.5795 | 2.7642
83 | 468750 | 0.013969 | 0.056612 | 1.1557 | 0.27755 | 1.606 | 2.599
84 | 437500 | 0.013038 | 0.052838 | 1.1339 | 0.22101 | 1.635 | 2.4326
85 | 406250 | 0.012107 | 0.049064 | 1.1107 | 0.1617 | 1.6669 | 2.2649
86 | 375000 | 0.011175 | 0.04529 | 1.0858 | 0.09925 | 1.7022 | 2.096
87 | 343750 | 0.010244 | 0.041516 | 1.0591 | 0.033206 | 1.7416 | 1.9256
88 | 312500 | 0.0093129 | 0.037741 | 1.0301 | -0.036993 | 1.7861 | 1.7539
89 | 281250 | 0.0083816 | 0.033967 | 0.99866 | -0.11207 | 1.837 | 1.5807
90 | 250000 | 0.0074503 | 0.030193 | 0.96412 | -0.19296 | 1.8961 | 1.406
91 | 218750 | 0.006519 | 0.026419 | 0.92584 | -0.28095 | 1.966 | 1.2298
92 | 187500 | 0.0055877 | 0.022645 | 0.88288 | -0.37781 | 2.0507 | 1.0522
93 | 156250 | 0.0046565 | 0.018871 | 0.83382 | -0.4862 | 2.1567 | 0.87309
94 | 125000 | 0.0037252 | 0.015097 | 0.77645 | -0.61028 | 2.2959 | 0.69278
95 | 93750 | 0.0027939 | 0.011322 | 0.70689 | -0.75734 | 2.4918 | 0.5117
96 | 62500 | 0.0018626 | 0.0075483 | 0.61728 | -0.94227 | 2.8032 | 0.33097
97 | 31250 | 0.00093129 | 0.0037741 | 0.48598 | -1.2064 | 3.4487 | 0.15373
98 | 0.001 | 2.9801e-11 | 1.2077e-10 | 0.0005773 | -2.2305 | 1173.9699 | 6.582e-11
99 | 0.001 | 2.9801e-11 | 1.2077e-10 | 0.0005773 | -2.2305 | 1173.9699 | 6.582e-11
100 | 0.001 | 2.9801e-11 | 1.2077e-10 | 0.0005773 | -2.2305 | 1173.9699 | 6.582e-11
101 | 0.001 | 2.9801e-11 | 1.2077e-10 | 0.0005773 | -2.2305 | 1173.9699 | 6.582e-11
102 | 0.001 | 2.9801e-11 | 1.2077e-10 | 0.0005773 | -2.2305 | 1173.9699 | 6.582e-11
103 | 0.001 | 2.9801e-11 | 1.2077e-10 | 0.0005773 | -2.2305 | 1173.9699 | 6.582e-11
104 | 0.001 | 2.9801e-11 | 1.2077e-10 | 0.0005773 | -2.2305 | 1173.9699 | 6.582e-11
105 | 0.001 | 2.9801e-11 | 1.2077e-10 | 0.0005773 | -2.2305 | 1173.9699 | 6.582e-11
106 | 0.001 | 2.9801e-11 | 1.2077e-10 | 0.0005773 | -2.2305 | 1173.9699 | 6.582e-11
107 | 0.001 | 2.9801e-11 | 1.2077e-10 | 0.0005773 | -2.2305 | 1173.9699 | 6.582e-11
108 | 0.001 | 2.9801e-11 | 1.2077e-10 | 0.0005773 | -2.2305 | 1173.9699 | 6.582e-11
109 | 0.001 | 2.9801e-11 | 1.2077e-10 | 0.0005773 | -2.2305 | 1173.9699 | 6.582e-11
110 | 0.001 | 2.9801e-11 | 1.2077e-10 | 0.0005773 | -2.2305 | 1173.9699 | 6.582e-11
111 | 0.001 | 2.9801e-11 | 1.2077e-10 | 0.0005773 | -2.2305 | 1173.9699 | 6.582e-11
112 | 0.001 | 2.9801e-11 | 1.2077e-10 | 0.0005773 | -2.2305 | 1173.9699 | 6.582e-11
113 | 0.001 | 2.9801e-11 | 1.2077e-10 | 0.0005773 | -2.2305 | 1173.9699 | 6.582e-11
114 | 0.001 | 2.9801e-11 | 1.2077e-10 | 0.0005773 | -2.2305 | 1173.9699 | 6.582e-11
115 | 0.001 | 2.9801e-11 | 1.2077e-10 | 0.0005773 | -2.2305 | 1173.9699 | 6.582e-11
116 | 0.001 | 2.9801e-11 | 1.2077e-10 | 0.0005773 | -2.2305 | 1173.9699 | 6.582e-11
117 | 0.001 | 2.9801e-11 | 1.2077e-10 | 0.0005773 | -2.2305 | 1173.9699 | 6.582e-11
118 | 0.001 | 2.9801e-11 | 1.2077e-10 | 0.0005773 | -2.2305 | 1173.9699 | 6.582e-11
119 | 0.001 | 2.9801e-11 | 1.2077e-10 | 0.0005773 | -2.2305 | 1173.9699 | 6.582e-11
120 | 0.001 | 2.9801e-11 | 1.2077e-10 | 0.0005773 | -2.2305 | 1173.9699 | 6.582e-11
121 | 0.001 | 2.9801e-11 | 1.2077e-10 | 0.0005773 | -2.2305 | 1173.9699 | 6.582e-11
122 | 0.001 | 2.9801e-11 | 1.2077e-10 | 0.0005773 | -2.2305 | 1173.9699 | 6.582e-11
123 | 0.001 | 2.9801e-11 | 1.2077e-10 | 0.0005773 | -2.2305 | 1173.9699 | 6.582e-11
124 | 0.001 | 2.9801e-11 | 1.2077e-10 | 0.0005773 | -2.2305 | 1173.9699 | 6.582e-11
125 | 0.001 | 2.9801e-11 | 1.2077e-10 | 0.0005773 | -2.2305 | 1173.9699 | 6.582e-11
126 | 0.001 | 2.9801e-11 | 1.2077e-10 | 0.0005773 | -2.2305 | 1173.9699 | 6.582e-11
127 | 0.001 | 2.9801e-11 | 1.2077e-10 | 0.0005773 | -2.2305 | 1173.9699 | 6.582e-11
128 | 0.001 | 2.9801e-11 | 1.2077e-10 | 0.0005773 | -2.2305 | 1173.9699 | 6.582e-11
129 | 0.001 | 2.9801e-11 | 1.2077e-10 | 0.0005773 | -2.2305 | 1173.9699 | 6.582e-11
130 | 0.001 | 2.9801e-11 | 1.2077e-10 | 0.0005773 | -2.2305 | 1173.9699 | 6.582e-11
131 | 0.001 | 2.9801e-11 | 1.2077e-10 | 0.0005773 | -2.2305 | 1173.9699 | 6.582e-11
132 | 0.001 | 2.9801e-11 | 1.2077e-10 | 0.0005773 | -2.2305 | 1173.9699 | 6.582e-11
133 | 0.001 | 2.9801e-11 | 1.2077e-10 | 0.0005773 | -2.2305 | 1173.9699 | 6.582e-11
134 | 0.001 | 2.9801e-11 | 1.2077e-10 | 0.0005773 | -2.2305 | 1173.9699 | 6.582e-11
135 | 0.001 | 2.9801e-11 | 1.2077e-10 | 0.0005773 | -2.2305 | 1173.9699 | 6.582e-11
136 | 0.001 | 2.9801e-11 | 1.2077e-10 | 0.0005773 | -2.2305 | 1173.9699 | 6.582e-11
137 | 0.001 | 2.9801e-11 | 1.2077e-10 | 0.0005773 | -2.2305 | 1173.9699 | 6.582e-11
138 | 0.001 | 2.9801e-11 | 1.2077e-10 | 0.0005773 | -2.2305 | 1173.9699 | 6.582e-11
139 | 0.001 | 2.9801e-11 | 1.2077e-10 | 0.0005773 | -2.2305 | 1173.9699 | 6.582e-11
140 | 0.001 | 2.9801e-11 | 1.2077e-10 | 0.0005773 | -2.2305 | 1173.9699 | 6.582e-11
141 | 0.001 | 2.9801e-11 | 1.2077e-10 | 0.0005773 | -2.2305 | 1173.9699 | 6.582e-11
142 | 0.001 | 2.9801e-11 | 1.2077e-10 | 0.0005773 | -2.2305 | 1173.9699 | 6.582e-11
143 | 0.001 | 2.9801e-11 | 1.2077e-10 | 0.0005773 | -2.2305 | 1173.9699 | 6.582e-11
144 | 0.001 | 2.9801e-11 | 1.2077e-10 | 0.0005773 | -2.2305 | 1173.9699 | 6.582e-11
145 | 0.001 | 2.9801e-11 | 1.2077e-10 | 0.0005773 | -2.2305 | 1173.9699 | 6.582e-11
146 | 0.001 | 2.9801e-11 | 1.2077e-10 | 0.0005773 | -2.2305 | 1173.9699 | 6.582e-11
147 | 0.001 | 2.9801e-11 | 1.2077e-10 | 0.0005773 | -2.2305 | 1173.9699 | 6.582e-11
148 | 0.001 | 2.9801e-11 | 1.2077e-10 | 0.0005773 | -2.2305 | 1173.9699 | 6.582e-11
149 | 0.001 | 2.9801e-11 | 1.2077e-10 | 0.0005773 | -2.2305 | 1173.9699 | 6.582e-11
150 | 0.001 | 2.9801e-11 | 1.2077e-10 | 0.0005773 | -2.2305 | 1173.9699 | 6.582e-11
151 | 0.001 | 2.9801e-11 | 1.2077e-10 | 0.0005773 | -2.2305 | 1173.9699 | 6.582e-11
152 | 0.001 | 2.9801e-11 | 1.2077e-10 | 0.0005773 | -2.2305 | 1173.9699 | 6.582e-11
153 | 0.001 | 2.9801e-11 | 1.2077e-10 | 0.0005773 | -2.2305 | 1173.9699 | 6.582e-11
154 | 0.001 | 2.9801e-11 | 1.2077e-10 | 0.0005773 | -2.2305 | 1173.9699 | 6.582e-11
155 | 0.001 | 2.9801e-11 | 1.2077e-10 | 0.0005773 | -2.2305 | 1173.9699 | 6.582e-11
156 | 0.001 | 2.9801e-11 | 1.2077e-10 | 0.0005773 | -2.2305 | 1173.9699 | 6.582e-11
157 | 0.001 | 2.9801e-11 | 1.2077e-10 | 0.0005773 | -2.2305 | 1173.9699 | 6.582e-11
158 | 0.001 | 2.9801e-11 | 1.2077e-10 | 0.0005773 | -2.2305 | 1173.9699 | 6.582e-11
159 | 0.001 | 2.9801e-11 | 1.2077e-10 | 0.0005773 | -2.2305 | 1173.9699 | 6.582e-11
160 | 0.001 | 2.9801e-11 | 1.2077e-10 | 0.0005773 | -2.2305 | 1173.9699 | 6.582e-11
161 | 0.001 | 2.9801e-11 | 1.2077e-10 | 0.0005773 | -2.2305 | 1173.9699 | 6.582e-11
162 | 0.001 | 2.9801e-11 | 1.2077e-10 | 0.0005773 | -2.2305 | 1173.9699 | 6.582e-11
163 | 0.001 | 2.9801e-11 | 1.2077e-10 | 0.0005773 | -2.2305 | 1173.9699 | 6.582e-11
164 | 0.001 | 2.9801e-11 | 1.2077e-10 | 0.0005773 | -2.2305 | 1173.9699 | 6.582e-11
165 | 0.001 | 2.9801e-11 | 1.2077e-10 | 0.0005773 | -2.2305 | 1173.9699 | 6.582e-11
166 | 0.001 | 2.9801e-11 | 1.2077e-10 | 0.0005773 | -2.2305 | 1173.9699 | 6.582e-11
167 | 0.001 | 2.9801e-11 | 1.2077e-10 | 0.0005773 | -2.2305 | 1173.9699 | 6.582e-11
168 | 0.001 | 2.9801e-11 | 1.2077e-10 | 0.0005773 | -2.2305 | 1173.9699 | 6.582e-11
169 | 0.001 | 2.9801e-11 | 1.2077e-10 | 0.0005773 | -2.2305 | 1173.9699 | 6.582e-11
170 | 0.001 | 2.9801e-11 | 1.2077e-10 | 0.0005773 | -2.2305 | 1173.9699 | 6.582e-11
171 | 0.001 | 2.9801e-11 | 1.2077e-10 | 0.0005773 | -2.2305 | 1173.9699 | 6.582e-11
172 | 0.001 | 2.9801e-11 | 1.2077e-10 | 0.0005773 | -2.2305 | 1173.9699 | 6.582e-11
173 | 0.001 | 2.9801e-11 | 1.2077e-10 | 0.0005773 | -2.2305 | 1173.9699 | 6.582e-11
174 | 0.001 | 2.9801e-11 | 1.2077e-10 | 0.0005773 | -2.2305 | 1173.9699 | 6.582e-11
175 | 0.001 | 2.9801e-11 | 1.2077e-10 | 0.0005773 | -2.2305 | 1173.9699 | 6.582e-11
176 | 0.001 | 2.9801e-11 | 1.2077e-10 | 0.0005773 | -2.2305 | 1173.9699 | 6.582e-11
177 | 0.001 | 2.9801e-11 | 1.2077e-10 | 0.0005773 | -2.2305 | 1173.9699 | 6.582e-11
178 | 0.001 | 2.9801e-11 | 1.2077e-10 | 0.0005773 | -2.2305 | 1173.9699 | 6.582e-11
179 | 0.001 | 2.9801e-11 | 1.2077e-10 | 0.0005773 | -2.2305 | 1173.9699 | 6.582e-11
180 | 0.001 | 2.9801e-11 | 1.2077e-10 | 0.0005773 | -2.2305 | 1173.9699 | 6.582e-11
181 | 0.001 | 2.9801e-11 | 1.2077e-10 | 0.0005773 | -2.2305 | 1173.9699 | 6.582e-11
182 | 0.001 | 2.9801e-11 | 1.2077e-10 | 0.0005773 | -2.2305 | 1173.9699 | 6.582e-11
183 | 0.001 | 2.9801e-11 | 1.2077e-10 | 0.0005773 | -2.2305 | 1173.9699 | 6.582e-11
184 | 0.001 | 2.9801e-11 | 1.2077e-10 | 0.0005773 | -2.2305 | 1173.9699 | 6.582e-11
185 | 0.001 | 2.9801e-11 | 1.2077e-10 | 0.0005773 | -2.2305 | 1173.9699 | 6.582e-11
186 | 0.001 | 2.9801e-11 | 1.2077e-10 | 0.0005773 | -2.2305 | 1173.9699 | 6.582e-11
187 | 0.001 | 2.9801e-11 | 1.2077e-10 | 0.0005773 | -2.2305 | 1173.9699 | 6.582e-11
188 | 0.001 | 2.9801e-11 | 1.2077e-10 | 0.0005773 | -2.2305 | 1173.9699 | 6.582e-11
189 | 0.001 | 2.9801e-11 | 1.2077e-10 | 0.0005773 | -2.2305 | 1173.9699 | 6.582e-11
190 | 0.001 | 2.9801e-11 | 1.2077e-10 | 0.0005773 | -2.2305 | 1173.9699 | 6.582e-11
191 | 0.001 | 2.9801e-11 | 1.2077e-10 | 0.0005773 | -2.2305 | 1173.9699 | 6.582e-11
192 | 0.001 | 2.9801e-11 | 1.2077e-10 | 0.0005773 | -2.2305 | 1173.9699 | 6.582e-11
193 | 0.001 | 2.9801e-11 | 1.2077e-10 | 0.0005773 | -2.2305 | 1173.9699 | 6.582e-11
194 | 0.001 | 2.9801e-11 | 1.2077e-10 | 0.0005773 | -2.2305 | 1173.9699 | 6.582e-11
195 | 0.001 | 2.9801e-11 | 1.2077e-10 | 0.0005773 | -2.2305 | 1173.9699 | 6.582e-11
196 | 0.001 | 2.9801e-11 | 1.2077e-10 | 0.0005773 | -2.2305 | 1173.9699 | 6.582e-11
197 | 0.001 | 2.9801e-11 | 1.2077e-10 | 0.0005773 | -2.2305 | 1173.9699 | 6.582e-11
198 | 0.001 | 2.9801e-11 | 1.2077e-10 | 0.0005773 | -2.2305 | 1173.9699 | 6.582e-11
199 | 0.001 | 2.9801e-11 | 1.2077e-10 | 0.0005773 | -2.2305 | 1173.9699 | 6.582e-11
200 | 0.001 | 2.9801e-11 | 1.2077e-10 | 0.0005773 | -2.2305 | 1173.9699 | 6.582e-11

## C5
Car N° 5 |  | Q ne peut pas être = à 0 !!
Coef. Beam : | 1
H = | 2.234 | m
D = | 3.91 | m
Calculation of q"5 for r C 5 in m
t | Q | Q* | Q*H | z' | LH | y
mn | [W] | - | - | m | m | - | 7.9057
0 | 0.001 | 2.9801e-11 | 1.2077e-10 | 0.0005773 | -2.2305 | 2514.3478 | 3.9311e-12
1 | 0.001 | 2.9801e-11 | 1.2077e-10 | 0.0005773 | -2.2305 | 2514.3478 | 3.9311e-12
2 | 0.001 | 2.9801e-11 | 1.2077e-10 | 0.0005773 | -2.2305 | 2514.3478 | 3.9311e-12
3 | 0.001 | 2.9801e-11 | 1.2077e-10 | 0.0005773 | -2.2305 | 2514.3478 | 3.9311e-12
4 | 0.001 | 2.9801e-11 | 1.2077e-10 | 0.0005773 | -2.2305 | 2514.3478 | 3.9311e-12
5 | 0.001 | 2.9801e-11 | 1.2077e-10 | 0.0005773 | -2.2305 | 2514.3478 | 3.9311e-12
6 | 0.001 | 2.9801e-11 | 1.2077e-10 | 0.0005773 | -2.2305 | 2514.3478 | 3.9311e-12
7 | 0.001 | 2.9801e-11 | 1.2077e-10 | 0.0005773 | -2.2305 | 2514.3478 | 3.9311e-12
8 | 0.001 | 2.9801e-11 | 1.2077e-10 | 0.0005773 | -2.2305 | 2514.3478 | 3.9311e-12
9 | 0.001 | 2.9801e-11 | 1.2077e-10 | 0.0005773 | -2.2305 | 2514.3478 | 3.9311e-12
10 | 0.001 | 2.9801e-11 | 1.2077e-10 | 0.0005773 | -2.2305 | 2514.3478 | 3.9311e-12
11 | 0.001 | 2.9801e-11 | 1.2077e-10 | 0.0005773 | -2.2305 | 2514.3478 | 3.9311e-12
12 | 0.001 | 2.9801e-11 | 1.2077e-10 | 0.0005773 | -2.2305 | 2514.3478 | 3.9311e-12
13 | 0.001 | 2.9801e-11 | 1.2077e-10 | 0.0005773 | -2.2305 | 2514.3478 | 3.9311e-12
14 | 0.001 | 2.9801e-11 | 1.2077e-10 | 0.0005773 | -2.2305 | 2514.3478 | 3.9311e-12
15 | 0.001 | 2.9801e-11 | 1.2077e-10 | 0.0005773 | -2.2305 | 2514.3478 | 3.9311e-12
16 | 0.001 | 2.9801e-11 | 1.2077e-10 | 0.0005773 | -2.2305 | 2514.3478 | 3.9311e-12
17 | 0.001 | 2.9801e-11 | 1.2077e-10 | 0.0005773 | -2.2305 | 2514.3478 | 3.9311e-12
18 | 0.001 | 2.9801e-11 | 1.2077e-10 | 0.0005773 | -2.2305 | 2514.3478 | 3.9311e-12
19 | 0.001 | 2.9801e-11 | 1.2077e-10 | 0.0005773 | -2.2305 | 2514.3478 | 3.9311e-12
20 | 0.001 | 2.9801e-11 | 1.2077e-10 | 0.0005773 | -2.2305 | 2514.3478 | 3.9311e-12
21 | 0.001 | 2.9801e-11 | 1.2077e-10 | 0.0005773 | -2.2305 | 2514.3478 | 3.9311e-12
22 | 0.001 | 2.9801e-11 | 1.2077e-10 | 0.0005773 | -2.2305 | 2514.3478 | 3.9311e-12
23 | 0.001 | 2.9801e-11 | 1.2077e-10 | 0.0005773 | -2.2305 | 2514.3478 | 3.9311e-12
24 | 0.001 | 2.9801e-11 | 1.2077e-10 | 0.0005773 | -2.2305 | 2514.3478 | 3.9311e-12
25 | 0.001 | 2.9801e-11 | 1.2077e-10 | 0.0005773 | -2.2305 | 2514.3478 | 3.9311e-12
26 | 0.001 | 2.9801e-11 | 1.2077e-10 | 0.0005773 | -2.2305 | 2514.3478 | 3.9311e-12
27 | 0.001 | 2.9801e-11 | 1.2077e-10 | 0.0005773 | -2.2305 | 2514.3478 | 3.9311e-12
28 | 0.001 | 2.9801e-11 | 1.2077e-10 | 0.0005773 | -2.2305 | 2514.3478 | 3.9311e-12
29 | 0.001 | 2.9801e-11 | 1.2077e-10 | 0.0005773 | -2.2305 | 2514.3478 | 3.9311e-12
30 | 0.001 | 2.9801e-11 | 1.2077e-10 | 0.0005773 | -2.2305 | 2514.3478 | 3.9311e-12
31 | 0.001 | 2.9801e-11 | 1.2077e-10 | 0.0005773 | -2.2305 | 2514.3478 | 3.9311e-12
32 | 0.001 | 2.9801e-11 | 1.2077e-10 | 0.0005773 | -2.2305 | 2514.3478 | 3.9311e-12
33 | 0.001 | 2.9801e-11 | 1.2077e-10 | 0.0005773 | -2.2305 | 2514.3478 | 3.9311e-12
34 | 0.001 | 2.9801e-11 | 1.2077e-10 | 0.0005773 | -2.2305 | 2514.3478 | 3.9311e-12
35 | 0.001 | 2.9801e-11 | 1.2077e-10 | 0.0005773 | -2.2305 | 2514.3478 | 3.9311e-12
36 | 0.001 | 2.9801e-11 | 1.2077e-10 | 0.0005773 | -2.2305 | 2514.3478 | 3.9311e-12
37 | 0.001 | 2.9801e-11 | 1.2077e-10 | 0.0005773 | -2.2305 | 2514.3478 | 3.9311e-12
38 | 0.001 | 2.9801e-11 | 1.2077e-10 | 0.0005773 | -2.2305 | 2514.3478 | 3.9311e-12
39 | 0.001 | 2.9801e-11 | 1.2077e-10 | 0.0005773 | -2.2305 | 2514.3478 | 3.9311e-12
40 | 0.001 | 2.9801e-11 | 1.2077e-10 | 0.0005773 | -2.2305 | 2514.3478 | 3.9311e-12
41 | 0.001 | 2.9801e-11 | 1.2077e-10 | 0.0005773 | -2.2305 | 2514.3478 | 3.9311e-12
42 | 0.001 | 2.9801e-11 | 1.2077e-10 | 0.0005773 | -2.2305 | 2514.3478 | 3.9311e-12
43 | 0.001 | 2.9801e-11 | 1.2077e-10 | 0.0005773 | -2.2305 | 2514.3478 | 3.9311e-12
44 | 0.001 | 2.9801e-11 | 1.2077e-10 | 0.0005773 | -2.2305 | 2514.3478 | 3.9311e-12
45 | 0.001 | 2.9801e-11 | 1.2077e-10 | 0.0005773 | -2.2305 | 2514.3478 | 3.9311e-12
46 | 0.001 | 2.9801e-11 | 1.2077e-10 | 0.0005773 | -2.2305 | 2514.3478 | 3.9311e-12
47 | 0.001 | 2.9801e-11 | 1.2077e-10 | 0.0005773 | -2.2305 | 2514.3478 | 3.9311e-12
48 | 0.001 | 2.9801e-11 | 1.2077e-10 | 0.0005773 | -2.2305 | 2514.3478 | 3.9311e-12
49 | 0.001 | 2.9801e-11 | 1.2077e-10 | 0.0005773 | -2.2305 | 2514.3478 | 3.9311e-12
50 | 0.001 | 2.9801e-11 | 1.2077e-10 | 0.0005773 | -2.2305 | 2514.3478 | 3.9311e-12
51 | 0.001 | 2.9801e-11 | 1.2077e-10 | 0.0005773 | -2.2305 | 2514.3478 | 3.9311e-12
52 | 0.001 | 2.9801e-11 | 1.2077e-10 | 0.0005773 | -2.2305 | 2514.3478 | 3.9311e-12
53 | 0.001 | 2.9801e-11 | 1.2077e-10 | 0.0005773 | -2.2305 | 2514.3478 | 3.9311e-12
54 | 0.001 | 2.9801e-11 | 1.2077e-10 | 0.0005773 | -2.2305 | 2514.3478 | 3.9311e-12
55 | 0.001 | 2.9801e-11 | 1.2077e-10 | 0.0005773 | -2.2305 | 2514.3478 | 3.9311e-12
56 | 0.001 | 2.9801e-11 | 1.2077e-10 | 0.0005773 | -2.2305 | 2514.3478 | 3.9311e-12
57 | 0.001 | 2.9801e-11 | 1.2077e-10 | 0.0005773 | -2.2305 | 2514.3478 | 3.9311e-12
58 | 0.001 | 2.9801e-11 | 1.2077e-10 | 0.0005773 | -2.2305 | 2514.3478 | 3.9311e-12
59 | 0.001 | 2.9801e-11 | 1.2077e-10 | 0.0005773 | -2.2305 | 2514.3478 | 3.9311e-12
60 | 0.001 | 2.9801e-11 | 1.2077e-10 | 0.0005773 | -2.2305 | 2514.3478 | 3.9311e-12
61 | 0.001 | 2.9801e-11 | 1.2077e-10 | 0.0005773 | -2.2305 | 2514.3478 | 3.9311e-12
62 | 0.001 | 2.9801e-11 | 1.2077e-10 | 0.0005773 | -2.2305 | 2514.3478 | 3.9311e-12
63 | 0.001 | 2.9801e-11 | 1.2077e-10 | 0.0005773 | -2.2305 | 2514.3478 | 3.9311e-12
64 | 0.001 | 2.9801e-11 | 1.2077e-10 | 0.0005773 | -2.2305 | 2514.3478 | 3.9311e-12
65 | 0.001 | 2.9801e-11 | 1.2077e-10 | 0.0005773 | -2.2305 | 2514.3478 | 3.9311e-12
66 | 0.001 | 2.9801e-11 | 1.2077e-10 | 0.0005773 | -2.2305 | 2514.3478 | 3.9311e-12
67 | 0.001 | 2.9801e-11 | 1.2077e-10 | 0.0005773 | -2.2305 | 2514.3478 | 3.9311e-12
68 | 0.001 | 2.9801e-11 | 1.2077e-10 | 0.0005773 | -2.2305 | 2514.3478 | 3.9311e-12
69 | 0.001 | 2.9801e-11 | 1.2077e-10 | 0.0005773 | -2.2305 | 2514.3478 | 3.9311e-12
70 | 0.001 | 2.9801e-11 | 1.2077e-10 | 0.0005773 | -2.2305 | 2514.3478 | 3.9311e-12
71 | 0.001 | 2.9801e-11 | 1.2077e-10 | 0.0005773 | -2.2305 | 2514.3478 | 3.9311e-12
72 | 0.001 | 2.9801e-11 | 1.2077e-10 | 0.0005773 | -2.2305 | 2514.3478 | 3.9311e-12
73 | 0.001 | 2.9801e-11 | 1.2077e-10 | 0.0005773 | -2.2305 | 2514.3478 | 3.9311e-12
74 | 0.001 | 2.9801e-11 | 1.2077e-10 | 0.0005773 | -2.2305 | 2514.3478 | 3.9311e-12
75 | 0.001 | 2.9801e-11 | 1.2077e-10 | 0.0005773 | -2.2305 | 2514.3478 | 3.9311e-12
76 | 0.001 | 2.9801e-11 | 1.2077e-10 | 0.0005773 | -2.2305 | 2514.3478 | 3.9311e-12
77 | 0.001 | 2.9801e-11 | 1.2077e-10 | 0.0005773 | -2.2305 | 2514.3478 | 3.9311e-12
78 | 0.001 | 2.9801e-11 | 1.2077e-10 | 0.0005773 | -2.2305 | 2514.3478 | 3.9311e-12
79 | 0.001 | 2.9801e-11 | 1.2077e-10 | 0.0005773 | -2.2305 | 2514.3478 | 3.9311e-12
80 | 0.001 | 2.9801e-11 | 1.2077e-10 | 0.0005773 | -2.2305 | 2514.3478 | 3.9311e-12
81 | 0.001 | 2.9801e-11 | 1.2077e-10 | 0.0005773 | -2.2305 | 2514.3478 | 3.9311e-12
82 | 0.001 | 2.9801e-11 | 1.2077e-10 | 0.0005773 | -2.2305 | 2514.3478 | 3.9311e-12
83 | 0.001 | 2.9801e-11 | 1.2077e-10 | 0.0005773 | -2.2305 | 2514.3478 | 3.9311e-12
84 | 0.001 | 2.9801e-11 | 1.2077e-10 | 0.0005773 | -2.2305 | 2514.3478 | 3.9311e-12
85 | 0.001 | 2.9801e-11 | 1.2077e-10 | 0.0005773 | -2.2305 | 2514.3478 | 3.9311e-12
86 | 0.001 | 2.9801e-11 | 1.2077e-10 | 0.0005773 | -2.2305 | 2514.3478 | 3.9311e-12
87 | 0.001 | 2.9801e-11 | 1.2077e-10 | 0.0005773 | -2.2305 | 2514.3478 | 3.9311e-12
88 | 0.001 | 2.9801e-11 | 1.2077e-10 | 0.0005773 | -2.2305 | 2514.3478 | 3.9311e-12
89 | 0.001 | 2.9801e-11 | 1.2077e-10 | 0.0005773 | -2.2305 | 2514.3478 | 3.9311e-12
90 | 0.001 | 2.9801e-11 | 1.2077e-10 | 0.0005773 | -2.2305 | 2514.3478 | 3.9311e-12
91 | 0.001 | 2.9801e-11 | 1.2077e-10 | 0.0005773 | -2.2305 | 2514.3478 | 3.9311e-12
92 | 0.001 | 2.9801e-11 | 1.2077e-10 | 0.0005773 | -2.2305 | 2514.3478 | 3.9311e-12
93 | 0.001 | 2.9801e-11 | 1.2077e-10 | 0.0005773 | -2.2305 | 2514.3478 | 3.9311e-12
94 | 0.001 | 2.9801e-11 | 1.2077e-10 | 0.0005773 | -2.2305 | 2514.3478 | 3.9311e-12
95 | 0.001 | 2.9801e-11 | 1.2077e-10 | 0.0005773 | -2.2305 | 2514.3478 | 3.9311e-12
96 | 0.001 | 2.9801e-11 | 1.2077e-10 | 0.0005773 | -2.2305 | 2514.3478 | 3.9311e-12
97 | 0.001 | 2.9801e-11 | 1.2077e-10 | 0.0005773 | -2.2305 | 2514.3478 | 3.9311e-12
98 | 0.001 | 2.9801e-11 | 1.2077e-10 | 0.0005773 | -2.2305 | 2514.3478 | 3.9311e-12
99 | 0.001 | 2.9801e-11 | 1.2077e-10 | 0.0005773 | -2.2305 | 2514.3478 | 3.9311e-12
100 | 0.001 | 2.9801e-11 | 1.2077e-10 | 0.0005773 | -2.2305 | 2514.3478 | 3.9311e-12
101 | 0.001 | 2.9801e-11 | 1.2077e-10 | 0.0005773 | -2.2305 | 2514.3478 | 3.9311e-12
102 | 0.001 | 2.9801e-11 | 1.2077e-10 | 0.0005773 | -2.2305 | 2514.3478 | 3.9311e-12
103 | 0.001 | 2.9801e-11 | 1.2077e-10 | 0.0005773 | -2.2305 | 2514.3478 | 3.9311e-12
104 | 0.001 | 2.9801e-11 | 1.2077e-10 | 0.0005773 | -2.2305 | 2514.3478 | 3.9311e-12
105 | 0.001 | 2.9801e-11 | 1.2077e-10 | 0.0005773 | -2.2305 | 2514.3478 | 3.9311e-12
106 | 0.001 | 2.9801e-11 | 1.2077e-10 | 0.0005773 | -2.2305 | 2514.3478 | 3.9311e-12
107 | 0.001 | 2.9801e-11 | 1.2077e-10 | 0.0005773 | -2.2305 | 2514.3478 | 3.9311e-12
108 | 0.001 | 2.9801e-11 | 1.2077e-10 | 0.0005773 | -2.2305 | 2514.3478 | 3.9311e-12
109 | 0.001 | 2.9801e-11 | 1.2077e-10 | 0.0005773 | -2.2305 | 2514.3478 | 3.9311e-12
110 | 0.001 | 2.9801e-11 | 1.2077e-10 | 0.0005773 | -2.2305 | 2514.3478 | 3.9311e-12
111 | 0.001 | 2.9801e-11 | 1.2077e-10 | 0.0005773 | -2.2305 | 2514.3478 | 3.9311e-12
112 | 0.001 | 2.9801e-11 | 1.2077e-10 | 0.0005773 | -2.2305 | 2514.3478 | 3.9311e-12
113 | 0.001 | 2.9801e-11 | 1.2077e-10 | 0.0005773 | -2.2305 | 2514.3478 | 3.9311e-12
114 | 0.001 | 2.9801e-11 | 1.2077e-10 | 0.0005773 | -2.2305 | 2514.3478 | 3.9311e-12
115 | 0.001 | 2.9801e-11 | 1.2077e-10 | 0.0005773 | -2.2305 | 2514.3478 | 3.9311e-12
116 | 0.001 | 2.9801e-11 | 1.2077e-10 | 0.0005773 | -2.2305 | 2514.3478 | 3.9311e-12
117 | 0.001 | 2.9801e-11 | 1.2077e-10 | 0.0005773 | -2.2305 | 2514.3478 | 3.9311e-12
118 | 0.001 | 2.9801e-11 | 1.2077e-10 | 0.0005773 | -2.2305 | 2514.3478 | 3.9311e-12
119 | 0.001 | 2.9801e-11 | 1.2077e-10 | 0.0005773 | -2.2305 | 2514.3478 | 3.9311e-12
120 | 0.001 | 2.9801e-11 | 1.2077e-10 | 0.0005773 | -2.2305 | 2514.3478 | 3.9311e-12
121 | 0.001 | 2.9801e-11 | 1.2077e-10 | 0.0005773 | -2.2305 | 2514.3478 | 3.9311e-12
122 | 0.001 | 2.9801e-11 | 1.2077e-10 | 0.0005773 | -2.2305 | 2514.3478 | 3.9311e-12
123 | 0.001 | 2.9801e-11 | 1.2077e-10 | 0.0005773 | -2.2305 | 2514.3478 | 3.9311e-12
124 | 0.001 | 2.9801e-11 | 1.2077e-10 | 0.0005773 | -2.2305 | 2514.3478 | 3.9311e-12
125 | 0.001 | 2.9801e-11 | 1.2077e-10 | 0.0005773 | -2.2305 | 2514.3478 | 3.9311e-12
126 | 0.001 | 2.9801e-11 | 1.2077e-10 | 0.0005773 | -2.2305 | 2514.3478 | 3.9311e-12
127 | 0.001 | 2.9801e-11 | 1.2077e-10 | 0.0005773 | -2.2305 | 2514.3478 | 3.9311e-12
128 | 0.001 | 2.9801e-11 | 1.2077e-10 | 0.0005773 | -2.2305 | 2514.3478 | 3.9311e-12
129 | 0.001 | 2.9801e-11 | 1.2077e-10 | 0.0005773 | -2.2305 | 2514.3478 | 3.9311e-12
130 | 0.001 | 2.9801e-11 | 1.2077e-10 | 0.0005773 | -2.2305 | 2514.3478 | 3.9311e-12
131 | 0.001 | 2.9801e-11 | 1.2077e-10 | 0.0005773 | -2.2305 | 2514.3478 | 3.9311e-12
132 | 0.001 | 2.9801e-11 | 1.2077e-10 | 0.0005773 | -2.2305 | 2514.3478 | 3.9311e-12
133 | 0.001 | 2.9801e-11 | 1.2077e-10 | 0.0005773 | -2.2305 | 2514.3478 | 3.9311e-12
134 | 0.001 | 2.9801e-11 | 1.2077e-10 | 0.0005773 | -2.2305 | 2514.3478 | 3.9311e-12
135 | 0.001 | 2.9801e-11 | 1.2077e-10 | 0.0005773 | -2.2305 | 2514.3478 | 3.9311e-12
136 | 0.001 | 2.9801e-11 | 1.2077e-10 | 0.0005773 | -2.2305 | 2514.3478 | 3.9311e-12
137 | 0.001 | 2.9801e-11 | 1.2077e-10 | 0.0005773 | -2.2305 | 2514.3478 | 3.9311e-12
138 | 0.001 | 2.9801e-11 | 1.2077e-10 | 0.0005773 | -2.2305 | 2514.3478 | 3.9311e-12
139 | 0.001 | 2.9801e-11 | 1.2077e-10 | 0.0005773 | -2.2305 | 2514.3478 | 3.9311e-12
140 | 0.001 | 2.9801e-11 | 1.2077e-10 | 0.0005773 | -2.2305 | 2514.3478 | 3.9311e-12
141 | 0.001 | 2.9801e-11 | 1.2077e-10 | 0.0005773 | -2.2305 | 2514.3478 | 3.9311e-12
142 | 0.001 | 2.9801e-11 | 1.2077e-10 | 0.0005773 | -2.2305 | 2514.3478 | 3.9311e-12
143 | 0.001 | 2.9801e-11 | 1.2077e-10 | 0.0005773 | -2.2305 | 2514.3478 | 3.9311e-12
144 | 0.001 | 2.9801e-11 | 1.2077e-10 | 0.0005773 | -2.2305 | 2514.3478 | 3.9311e-12
145 | 0.001 | 2.9801e-11 | 1.2077e-10 | 0.0005773 | -2.2305 | 2514.3478 | 3.9311e-12
146 | 0.001 | 2.9801e-11 | 1.2077e-10 | 0.0005773 | -2.2305 | 2514.3478 | 3.9311e-12
147 | 0.001 | 2.9801e-11 | 1.2077e-10 | 0.0005773 | -2.2305 | 2514.3478 | 3.9311e-12
148 | 0.001 | 2.9801e-11 | 1.2077e-10 | 0.0005773 | -2.2305 | 2514.3478 | 3.9311e-12
149 | 0.001 | 2.9801e-11 | 1.2077e-10 | 0.0005773 | -2.2305 | 2514.3478 | 3.9311e-12
150 | 0.001 | 2.9801e-11 | 1.2077e-10 | 0.0005773 | -2.2305 | 2514.3478 | 3.9311e-12
151 | 0.001 | 2.9801e-11 | 1.2077e-10 | 0.0005773 | -2.2305 | 2514.3478 | 3.9311e-12
152 | 0.001 | 2.9801e-11 | 1.2077e-10 | 0.0005773 | -2.2305 | 2514.3478 | 3.9311e-12
153 | 0.001 | 2.9801e-11 | 1.2077e-10 | 0.0005773 | -2.2305 | 2514.3478 | 3.9311e-12
154 | 0.001 | 2.9801e-11 | 1.2077e-10 | 0.0005773 | -2.2305 | 2514.3478 | 3.9311e-12
155 | 0.001 | 2.9801e-11 | 1.2077e-10 | 0.0005773 | -2.2305 | 2514.3478 | 3.9311e-12
156 | 0.001 | 2.9801e-11 | 1.2077e-10 | 0.0005773 | -2.2305 | 2514.3478 | 3.9311e-12
157 | 0.001 | 2.9801e-11 | 1.2077e-10 | 0.0005773 | -2.2305 | 2514.3478 | 3.9311e-12
158 | 0.001 | 2.9801e-11 | 1.2077e-10 | 0.0005773 | -2.2305 | 2514.3478 | 3.9311e-12
159 | 0.001 | 2.9801e-11 | 1.2077e-10 | 0.0005773 | -2.2305 | 2514.3478 | 3.9311e-12
160 | 0.001 | 2.9801e-11 | 1.2077e-10 | 0.0005773 | -2.2305 | 2514.3478 | 3.9311e-12
161 | 0.001 | 2.9801e-11 | 1.2077e-10 | 0.0005773 | -2.2305 | 2514.3478 | 3.9311e-12
162 | 0.001 | 2.9801e-11 | 1.2077e-10 | 0.0005773 | -2.2305 | 2514.3478 | 3.9311e-12
163 | 0.001 | 2.9801e-11 | 1.2077e-10 | 0.0005773 | -2.2305 | 2514.3478 | 3.9311e-12
164 | 0.001 | 2.9801e-11 | 1.2077e-10 | 0.0005773 | -2.2305 | 2514.3478 | 3.9311e-12
165 | 0.001 | 2.9801e-11 | 1.2077e-10 | 0.0005773 | -2.2305 | 2514.3478 | 3.9311e-12
166 | 0.001 | 2.9801e-11 | 1.2077e-10 | 0.0005773 | -2.2305 | 2514.3478 | 3.9311e-12
167 | 0.001 | 2.9801e-11 | 1.2077e-10 | 0.0005773 | -2.2305 | 2514.3478 | 3.9311e-12
168 | 0.001 | 2.9801e-11 | 1.2077e-10 | 0.0005773 | -2.2305 | 2514.3478 | 3.9311e-12
169 | 0.001 | 2.9801e-11 | 1.2077e-10 | 0.0005773 | -2.2305 | 2514.3478 | 3.9311e-12
170 | 0.001 | 2.9801e-11 | 1.2077e-10 | 0.0005773 | -2.2305 | 2514.3478 | 3.9311e-12
171 | 0.001 | 2.9801e-11 | 1.2077e-10 | 0.0005773 | -2.2305 | 2514.3478 | 3.9311e-12
172 | 0.001 | 2.9801e-11 | 1.2077e-10 | 0.0005773 | -2.2305 | 2514.3478 | 3.9311e-12
173 | 0.001 | 2.9801e-11 | 1.2077e-10 | 0.0005773 | -2.2305 | 2514.3478 | 3.9311e-12
174 | 0.001 | 2.9801e-11 | 1.2077e-10 | 0.0005773 | -2.2305 | 2514.3478 | 3.9311e-12
175 | 0.001 | 2.9801e-11 | 1.2077e-10 | 0.0005773 | -2.2305 | 2514.3478 | 3.9311e-12
176 | 0.001 | 2.9801e-11 | 1.2077e-10 | 0.0005773 | -2.2305 | 2514.3478 | 3.9311e-12
177 | 0.001 | 2.9801e-11 | 1.2077e-10 | 0.0005773 | -2.2305 | 2514.3478 | 3.9311e-12
178 | 0.001 | 2.9801e-11 | 1.2077e-10 | 0.0005773 | -2.2305 | 2514.3478 | 3.9311e-12
179 | 0.001 | 2.9801e-11 | 1.2077e-10 | 0.0005773 | -2.2305 | 2514.3478 | 3.9311e-12
180 | 0.001 | 2.9801e-11 | 1.2077e-10 | 0.0005773 | -2.2305 | 2514.3478 | 3.9311e-12
181 | 0.001 | 2.9801e-11 | 1.2077e-10 | 0.0005773 | -2.2305 | 2514.3478 | 3.9311e-12
182 | 0.001 | 2.9801e-11 | 1.2077e-10 | 0.0005773 | -2.2305 | 2514.3478 | 3.9311e-12
183 | 0.001 | 2.9801e-11 | 1.2077e-10 | 0.0005773 | -2.2305 | 2514.3478 | 3.9311e-12
184 | 0.001 | 2.9801e-11 | 1.2077e-10 | 0.0005773 | -2.2305 | 2514.3478 | 3.9311e-12
185 | 0.001 | 2.9801e-11 | 1.2077e-10 | 0.0005773 | -2.2305 | 2514.3478 | 3.9311e-12
186 | 0.001 | 2.9801e-11 | 1.2077e-10 | 0.0005773 | -2.2305 | 2514.3478 | 3.9311e-12
187 | 0.001 | 2.9801e-11 | 1.2077e-10 | 0.0005773 | -2.2305 | 2514.3478 | 3.9311e-12
188 | 0.001 | 2.9801e-11 | 1.2077e-10 | 0.0005773 | -2.2305 | 2514.3478 | 3.9311e-12
189 | 0.001 | 2.9801e-11 | 1.2077e-10 | 0.0005773 | -2.2305 | 2514.3478 | 3.9311e-12
190 | 0.001 | 2.9801e-11 | 1.2077e-10 | 0.0005773 | -2.2305 | 2514.3478 | 3.9311e-12
191 | 0.001 | 2.9801e-11 | 1.2077e-10 | 0.0005773 | -2.2305 | 2514.3478 | 3.9311e-12
192 | 0.001 | 2.9801e-11 | 1.2077e-10 | 0.0005773 | -2.2305 | 2514.3478 | 3.9311e-12
193 | 0.001 | 2.9801e-11 | 1.2077e-10 | 0.0005773 | -2.2305 | 2514.3478 | 3.9311e-12
194 | 0.001 | 2.9801e-11 | 1.2077e-10 | 0.0005773 | -2.2305 | 2514.3478 | 3.9311e-12
195 | 0.001 | 2.9801e-11 | 1.2077e-10 | 0.0005773 | -2.2305 | 2514.3478 | 3.9311e-12
196 | 0.001 | 2.9801e-11 | 1.2077e-10 | 0.0005773 | -2.2305 | 2514.3478 | 3.9311e-12
197 | 0.001 | 2.9801e-11 | 1.2077e-10 | 0.0005773 | -2.2305 | 2514.3478 | 3.9311e-12
198 | 0.001 | 2.9801e-11 | 1.2077e-10 | 0.0005773 | -2.2305 | 2514.3478 | 3.9311e-12
199 | 0.001 | 2.9801e-11 | 1.2077e-10 | 0.0005773 | -2.2305 | 2514.3478 | 3.9311e-12
200 | 0.001 | 2.9801e-11 | 1.2077e-10 | 0.0005773 | -2.2305 | 2514.3478 | 3.9311e-12

## Calcul de q"Tot
X = | 7.5 | m |  |  | 42.9216 | [8 empty] | Coef Beam | 1
Y = | 2.5 | m
|  |  | temps | r C 1 | r C 2 | r C 3 | r C 4 | r C 5 | q"1 | q"2 | q"3 | q"4 | q"5 | q"Tot.
|  |  | mn | [10 empty] | W | bar: r C 1 to q"5
|  |  | 0 | 7.5 | 5 | 10 | 2.5 | 7.9057 | 4.5722e-12 | 1.3711e-11 | 1.9626e-12 | 6.582e-11 | 3.9311e-12 | 8.9997e-11
|  |  | 1 | - | - | - | - | - | 0.19636 | 1.3711e-11 | 1.9626e-12 | 6.582e-11 | 3.9311e-12 | 0.19636
|  |  | 2 | - | - | - | - | - | 0.40514 | 1.3711e-11 | 1.9626e-12 | 6.582e-11 | 3.9311e-12 | 0.40514
|  |  | 3 | - | - | - | - | - | 0.6103 | 1.3711e-11 | 1.9626e-12 | 6.582e-11 | 3.9311e-12 | 0.6103
|  |  | 4 | - | - | - | - | - | 0.81115 | 1.3711e-11 | 1.9626e-12 | 6.582e-11 | 3.9311e-12 | 0.81115
|  |  | 5 | - | - | - | - | - | 0.81115 | 1.3711e-11 | 1.9626e-12 | 6.582e-11 | 3.9311e-12 | 0.81115
|  |  | 6 | - | - | - | - | - | 0.81115 | 1.3711e-11 | 1.9626e-12 | 6.582e-11 | 3.9311e-12 | 0.81115
|  |  | 7 | - | - | - | - | - | 0.81115 | 1.3711e-11 | 1.9626e-12 | 6.582e-11 | 3.9311e-12 | 0.81115
|  |  | 8 | - | - | - | - | - | 0.81115 | 1.3711e-11 | 1.9626e-12 | 6.582e-11 | 3.9311e-12 | 0.81115
|  |  | 9 | - | - | - | - | - | 0.81115 | 1.3711e-11 | 1.9626e-12 | 6.582e-11 | 3.9311e-12 | 0.81115
|  |  | 10 | - | - | - | - | - | 0.81115 | 1.3711e-11 | 1.9626e-12 | 6.582e-11 | 3.9311e-12 | 0.81115
|  |  | 11 | - | - | - | - | - | 0.81115 | 1.3711e-11 | 1.9626e-12 | 6.582e-11 | 3.9311e-12 | 0.81115
|  |  | 12 | - | - | - | - | - | 0.81115 | 1.3711e-11 | 1.9626e-12 | 6.582e-11 | 3.9311e-12 | 0.81115
|  |  | 13 | - | - | - | - | - | 0.81115 | 3.415 | 1.9626e-12 | 6.582e-11 | 3.9311e-12 | 4.2262
|  |  | 14 | - | - | - | - | - | 0.81115 | 3.415 | 1.9626e-12 | 6.582e-11 | 3.9311e-12 | 4.2262
|  |  | 15 | - | - | - | - | - | 0.81115 | 3.415 | 1.9626e-12 | 6.582e-11 | 3.9311e-12 | 4.2262
|  |  | 16 | - | - | - | - | - | 0.81115 | 3.415 | 1.9626e-12 | 6.582e-11 | 3.9311e-12 | 4.2262
|  |  | 17 | - | - | - | - | - | 1.0982 | 3.415 | 1.9626e-12 | 6.582e-11 | 3.9311e-12 | 4.5132
|  |  | 18 | - | - | - | - | - | 1.378 | 3.415 | 1.9626e-12 | 6.582e-11 | 3.9311e-12 | 4.793
|  |  | 19 | - | - | - | - | - | 1.6518 | 3.415 | 1.9626e-12 | 6.582e-11 | 3.9311e-12 | 5.0669
|  |  | 20 | - | - | - | - | - | 1.9208 | 3.415 | 1.9626e-12 | 6.582e-11 | 3.9311e-12 | 5.3358
|  |  | 21 | - | - | - | - | - | 2.1856 | 3.415 | 1.9626e-12 | 6.582e-11 | 3.9311e-12 | 5.6006
|  |  | 22 | - | - | - | - | - | 2.447 | 3.415 | 1.9626e-12 | 6.582e-11 | 3.9311e-12 | 5.862
|  |  | 23 | - | - | - | - | - | 2.7055 | 4.0915 | 1.9626e-12 | 6.582e-11 | 3.9311e-12 | 6.797
|  |  | 24 | - | - | - | - | - | 2.9617 | 4.7565 | 1.9626e-12 | 6.582e-11 | 3.9311e-12 | 7.7182
|  |  | 25 | - | - | - | - | - | 4.3346 | 5.4129 | 0.65457 | 6.582e-11 | 3.9311e-12 | 10.4022
|  |  | 26 | - | - | - | - | - | 3.4069 | 6.063 | 0.65457 | 6.582e-11 | 3.9311e-12 | 10.1245
|  |  | 27 | - | - | - | - | - | 2.4597 | 6.7087 | 0.65457 | 6.582e-11 | 3.9311e-12 | 9.8229
|  |  | 28 | - | - | - | - | - | 2.2978 | 7.3513 | 0.65457 | 6.582e-11 | 3.9311e-12 | 10.3037
|  |  | 29 | - | - | - | - | - | 2.1348 | 10.8302 | 0.65457 | 6.582e-11 | 3.9311e-12 | 13.6195
|  |  | 30 | - | - | - | - | - | 1.9704 | 8.4673 | 0.65457 | 6.582e-11 | 3.9311e-12 | 11.0923
|  |  | 31 | - | - | - | - | - | 1.8044 | 6.1048 | 0.65457 | 6.582e-11 | 3.9311e-12 | 8.5638
|  |  | 32 | - | - | - | - | - | 1.6368 | 5.7053 | 0.65457 | 6.582e-11 | 3.9311e-12 | 7.9967
|  |  | 33 | - | - | - | - | - | 1.4672 | 5.3037 | 0.65457 | 6.582e-11 | 3.9311e-12 | 7.4255
|  |  | 34 | - | - | - | - | - | 1.2955 | 4.8996 | 0.65457 | 6.582e-11 | 3.9311e-12 | 6.8497
|  |  | 35 | - | - | - | - | - | 1.1214 | 4.4925 | 0.789 | 6.582e-11 | 3.9311e-12 | 6.4029
|  |  | 36 | - | - | - | - | - | 0.9445 | 4.0817 | 0.92088 | 6.582e-11 | 3.9311e-12 | 5.9471
|  |  | 37 | - | - | - | - | - | 0.76457 | 3.6666 | 1.0505 | 11.5981 | 3.9311e-12 | 17.0797
|  |  | 38 | - | - | - | - | - | 0.58126 | 3.2462 | 1.1781 | 11.5981 | 3.9311e-12 | 16.6037
|  |  | 39 | - | - | - | - | - | 0.56306 | 2.8197 | 1.304 | 11.5981 | 3.9311e-12 | 16.2849
|  |  | 40 | - | - | - | - | - | 0.54483 | 2.3858 | 1.4284 | 11.5981 | 3.9311e-12 | 15.9571
|  |  | 41 | - | - | - | - | - | 0.52657 | 1.943 | 2.0817 | 11.5981 | 3.9311e-12 | 16.1494
|  |  | 42 | - | - | - | - | - | 0.50826 | 1.4894 | 1.6417 | 11.5981 | 3.9311e-12 | 15.2375
|  |  | 43 | - | - | - | - | - | 0.48993 | 1.4442 | 1.1863 | 11.5981 | 3.9311e-12 | 14.7185
|  |  | 44 | - | - | - | - | - | 0.47156 | 1.3988 | 1.108 | 11.5981 | 3.9311e-12 | 14.5765
|  |  | 45 | - | - | - | - | - | 0.45315 | 1.3533 | 1.029 | 11.5981 | 3.9311e-12 | 14.4336
|  |  | 46 | - | - | - | - | - | 0.43471 | 1.3077 | 0.94919 | 11.5981 | 3.9311e-12 | 14.2898
|  |  | 47 | - | - | - | - | - | 0.41624 | 1.262 | 0.86857 | 13.8045 | 3.9311e-12 | 16.3513
|  |  | 48 | - | - | - | - | - | 0.39774 | 1.2161 | 0.78705 | 17.3514 | 3.9311e-12 | 19.7523
|  |  | 49 | - | - | - | - | - | 0.3792 | 1.1701 | 0.70456 | 21.3545 | 3.9311e-12 | 23.6083
|  |  | 50 | - | - | - | - | - | 0.36064 | 1.124 | 0.62102 | 24.7838 | 3.9311e-12 | 26.8894
|  |  | 51 | - | - | - | - | - | 0.34204 | 1.0777 | 0.53635 | 27.7815 | 3.9311e-12 | 29.7376
|  |  | 52 | - | - | - | - | - | 0.32342 | 1.0312 | 0.45044 | 30.4442 | 3.9311e-12 | 32.2492
|  |  | 53 | - | - | - | - | - | 0.30478 | 0.98462 | 0.36324 | 41.2689 | 3.9311e-12 | 42.9216
|  |  | 54 | - | - | - | - | - | 0.28611 | 0.93788 | 0.27471 | 34.4744 | 3.9311e-12 | 35.9731
|  |  | 55 | - | - | - | - | - | 0.26743 | 0.89099 | 0.26594 | 24.989 | 3.9311e-12 | 26.4133
|  |  | 56 | - | - | - | - | - | 0.24873 | 0.84395 | 0.25717 | 22.9542 | 3.9311e-12 | 24.3041
|  |  | 57 | - | - | - | - | - | 0.23002 | 0.79676 | 0.24838 | 20.73 | 3.9311e-12 | 22.0052
|  |  | 58 | - | - | - | - | - | 0.21132 | 0.74942 | 0.23958 | 18.2784 | 3.9311e-12 | 19.4787
|  |  | 59 | - | - | - | - | - | 0.19262 | 0.70194 | 0.23077 | 15.5493 | 3.9311e-12 | 16.6746
|  |  | 60 | - | - | - | - | - | 0.17394 | 0.65431 | 0.22195 | 13.7724 | 3.9311e-12 | 14.8226
|  |  | 61 | - | - | - | - | - | 0.15529 | 0.60654 | 0.21312 | 12.4181 | 3.9311e-12 | 13.393
|  |  | 62 | - | - | - | - | - | 0.1367 | 0.55863 | 0.20428 | 11.0478 | 3.9311e-12 | 11.9474
|  |  | 63 | - | - | - | - | - | 0.11818 | 0.51061 | 0.19543 | 9.6564 | 3.9311e-12 | 10.4806
|  |  | 64 | - | - | - | - | - | 0.099777 | 0.46247 | 0.18658 | 8.2373 | 3.9311e-12 | 8.9861
|  |  | 65 | - | - | - | - | - | 0.081536 | 0.41426 | 0.17772 | 6.7814 | 3.9311e-12 | 7.4549
|  |  | 66 | - | - | - | - | - | 0.063531 | 0.36598 | 0.16885 | 5.2765 | 3.9311e-12 | 5.8748
|  |  | 67 | - | - | - | - | - | 0.045885 | 0.31769 | 0.15998 | 5.1254 | 3.9311e-12 | 5.649
|  |  | 68 | - | - | - | - | - | 0.028814 | 0.26945 | 0.1511 | 4.9737 | 3.9311e-12 | 5.423
|  |  | 69 | - | - | - | - | - | 0.012799 | 0.22136 | 0.14223 | 4.8212 | 3.9311e-12 | 5.1976
|  |  | 70 | - | - | - | - | - | 4.5722e-12 | 0.17356 | 0.13335 | 4.6681 | 3.9311e-12 | 4.975
|  |  | 71 | - | - | - | - | - | 4.5722e-12 | 0.12632 | 0.12448 | 4.5142 | 3.9311e-12 | 4.765
|  |  | 72 | - | - | - | - | - | 4.5722e-12 | 0.080131 | 0.11562 | 4.3595 | 3.9311e-12 | 4.5553
|  |  | 73 | - | - | - | - | - | 4.5722e-12 | 0.036137 | 0.10677 | 4.2041 | 3.9311e-12 | 4.347
|  |  | 74 | - | - | - | - | - | 4.5722e-12 | 1.3711e-11 | 0.097927 | 4.0478 | 3.9311e-12 | 4.1458
|  |  | 75 | - | - | - | - | - | 4.5722e-12 | 1.3711e-11 | 0.089108 | 3.8907 | 3.9311e-12 | 3.9798
|  |  | 76 | - | - | - | - | - | 4.5722e-12 | 1.3711e-11 | 0.080317 | 3.7327 | 3.9311e-12 | 3.813
|  |  | 77 | - | - | - | - | - | 4.5722e-12 | 1.3711e-11 | 0.07156 | 3.5738 | 3.9311e-12 | 3.6454
|  |  | 78 | - | - | - | - | - | 4.5722e-12 | 1.3711e-11 | 0.06285 | 3.414 | 3.9311e-12 | 3.4768
|  |  | 79 | - | - | - | - | - | 4.5722e-12 | 1.3711e-11 | 0.0542 | 3.2531 | 3.9311e-12 | 3.3073
|  |  | 80 | - | - | - | - | - | 4.5722e-12 | 1.3711e-11 | 0.04563 | 3.0912 | 3.9311e-12 | 3.1369
|  |  | 81 | - | - | - | - | - | 4.5722e-12 | 1.3711e-11 | 0.037166 | 2.9283 | 3.9311e-12 | 2.9655
|  |  | 82 | - | - | - | - | - | 4.5722e-12 | 1.3711e-11 | 0.028847 | 2.7642 | 3.9311e-12 | 2.7931
|  |  | 83 | - | - | - | - | - | 4.5722e-12 | 1.3711e-11 | 0.020736 | 2.599 | 3.9311e-12 | 2.6198
|  |  | 84 | - | - | - | - | - | 4.5722e-12 | 1.3711e-11 | 0.012941 | 2.4326 | 3.9311e-12 | 2.4456
|  |  | 85 | - | - | - | - | - | 4.5722e-12 | 1.3711e-11 | 0.0056955 | 2.2649 | 3.9311e-12 | 2.2706
|  |  | 86 | - | - | - | - | - | 4.5722e-12 | 1.3711e-11 | 1.9626e-12 | 2.096 | 3.9311e-12 | 2.096
|  |  | 87 | - | - | - | - | - | 4.5722e-12 | 1.3711e-11 | 1.9626e-12 | 1.9256 | 3.9311e-12 | 1.9256
|  |  | 88 | - | - | - | - | - | 4.5722e-12 | 1.3711e-11 | 1.9626e-12 | 1.7539 | 3.9311e-12 | 1.7539
|  |  | 89 | - | - | - | - | - | 4.5722e-12 | 1.3711e-11 | 1.9626e-12 | 1.5807 | 3.9311e-12 | 1.5807
|  |  | 90 | - | - | - | - | - | 4.5722e-12 | 1.3711e-11 | 1.9626e-12 | 1.406 | 3.9311e-12 | 1.406
|  |  | 91 | - | - | - | - | - | 4.5722e-12 | 1.3711e-11 | 1.9626e-12 | 1.2298 | 3.9311e-12 | 1.2298
|  |  | 92 | - | - | - | - | - | 4.5722e-12 | 1.3711e-11 | 1.9626e-12 | 1.0522 | 3.9311e-12 | 1.0522
|  |  | 93 | - | - | - | - | - | 4.5722e-12 | 1.3711e-11 | 1.9626e-12 | 0.87309 | 3.9311e-12 | 0.87309
|  |  | 94 | - | - | - | - | - | 4.5722e-12 | 1.3711e-11 | 1.9626e-12 | 0.69278 | 3.9311e-12 | 0.69278
|  |  | 95 | - | - | - | - | - | 4.5722e-12 | 1.3711e-11 | 1.9626e-12 | 0.5117 | 3.9311e-12 | 0.5117
|  |  | 96 | - | - | - | - | - | 4.5722e-12 | 1.3711e-11 | 1.9626e-12 | 0.33097 | 3.9311e-12 | 0.33097
|  |  | 97 | - | - | - | - | - | 4.5722e-12 | 1.3711e-11 | 1.9626e-12 | 0.15373 | 3.9311e-12 | 0.15373
|  |  | 98 | - | - | - | - | - | 4.5722e-12 | 1.3711e-11 | 1.9626e-12 | 6.582e-11 | 3.9311e-12 | 8.9997e-11
|  |  | 99 | - | - | - | - | - | 4.5722e-12 | 1.3711e-11 | 1.9626e-12 | 6.582e-11 | 3.9311e-12 | 8.9997e-11
|  |  | 100 | - | - | - | - | - | 4.5722e-12 | 1.3711e-11 | 1.9626e-12 | 6.582e-11 | 3.9311e-12 | 8.9997e-11
|  |  | 101 | - | - | - | - | - | 4.5722e-12 | 1.3711e-11 | 1.9626e-12 | 6.582e-11 | 3.9311e-12 | 8.9997e-11
|  |  | 102 | - | - | - | - | - | 4.5722e-12 | 1.3711e-11 | 1.9626e-12 | 6.582e-11 | 3.9311e-12 | 8.9997e-11
|  |  | 103 | - | - | - | - | - | 4.5722e-12 | 1.3711e-11 | 1.9626e-12 | 6.582e-11 | 3.9311e-12 | 8.9997e-11
|  |  | 104 | - | - | - | - | - | 4.5722e-12 | 1.3711e-11 | 1.9626e-12 | 6.582e-11 | 3.9311e-12 | 8.9997e-11
|  |  | 105 | - | - | - | - | - | 4.5722e-12 | 1.3711e-11 | 1.9626e-12 | 6.582e-11 | 3.9311e-12 | 8.9997e-11
|  |  | 106 | - | - | - | - | - | 4.5722e-12 | 1.3711e-11 | 1.9626e-12 | 6.582e-11 | 3.9311e-12 | 8.9997e-11
|  |  | 107 | - | - | - | - | - | 4.5722e-12 | 1.3711e-11 | 1.9626e-12 | 6.582e-11 | 3.9311e-12 | 8.9997e-11
|  |  | 108 | - | - | - | - | - | 4.5722e-12 | 1.3711e-11 | 1.9626e-12 | 6.582e-11 | 3.9311e-12 | 8.9997e-11
|  |  | 109 | - | - | - | - | - | 4.5722e-12 | 1.3711e-11 | 1.9626e-12 | 6.582e-11 | 3.9311e-12 | 8.9997e-11
|  |  | 110 | - | - | - | - | - | 4.5722e-12 | 1.3711e-11 | 1.9626e-12 | 6.582e-11 | 3.9311e-12 | 8.9997e-11
|  |  | 111 | - | - | - | - | - | 4.5722e-12 | 1.3711e-11 | 1.9626e-12 | 6.582e-11 | 3.9311e-12 | 8.9997e-11
|  |  | 112 | - | - | - | - | - | 4.5722e-12 | 1.3711e-11 | 1.9626e-12 | 6.582e-11 | 3.9311e-12 | 8.9997e-11
|  |  | 113 | - | - | - | - | - | 4.5722e-12 | 1.3711e-11 | 1.9626e-12 | 6.582e-11 | 3.9311e-12 | 8.9997e-11
|  |  | 114 | - | - | - | - | - | 4.5722e-12 | 1.3711e-11 | 1.9626e-12 | 6.582e-11 | 3.9311e-12 | 8.9997e-11
|  |  | 115 | - | - | - | - | - | 4.5722e-12 | 1.3711e-11 | 1.9626e-12 | 6.582e-11 | 3.9311e-12 | 8.9997e-11
|  |  | 116 | - | - | - | - | - | 4.5722e-12 | 1.3711e-11 | 1.9626e-12 | 6.582e-11 | 3.9311e-12 | 8.9997e-11
|  |  | 117 | - | - | - | - | - | 4.5722e-12 | 1.3711e-11 | 1.9626e-12 | 6.582e-11 | 3.9311e-12 | 8.9997e-11
|  |  | 118 | - | - | - | - | - | 4.5722e-12 | 1.3711e-11 | 1.9626e-12 | 6.582e-11 | 3.9311e-12 | 8.9997e-11
|  |  | 119 | - | - | - | - | - | 4.5722e-12 | 1.3711e-11 | 1.9626e-12 | 6.582e-11 | 3.9311e-12 | 8.9997e-11
|  |  | 120 | - | - | - | - | - | 4.5722e-12 | 1.3711e-11 | 1.9626e-12 | 6.582e-11 | 3.9311e-12 | 8.9997e-11
|  |  | 121 | - | - | - | - | - | 4.5722e-12 | 1.3711e-11 | 1.9626e-12 | 6.582e-11 | 3.9311e-12 | 8.9997e-11
|  |  | 122 | - | - | - | - | - | 4.5722e-12 | 1.3711e-11 | 1.9626e-12 | 6.582e-11 | 3.9311e-12 | 8.9997e-11
|  |  | 123 | - | - | - | - | - | 4.5722e-12 | 1.3711e-11 | 1.9626e-12 | 6.582e-11 | 3.9311e-12 | 8.9997e-11
|  |  | 124 | - | - | - | - | - | 4.5722e-12 | 1.3711e-11 | 1.9626e-12 | 6.582e-11 | 3.9311e-12 | 8.9997e-11
|  |  | 125 | - | - | - | - | - | 4.5722e-12 | 1.3711e-11 | 1.9626e-12 | 6.582e-11 | 3.9311e-12 | 8.9997e-11
|  |  | 126 | - | - | - | - | - | 4.5722e-12 | 1.3711e-11 | 1.9626e-12 | 6.582e-11 | 3.9311e-12 | 8.9997e-11
|  |  | 127 | - | - | - | - | - | 4.5722e-12 | 1.3711e-11 | 1.9626e-12 | 6.582e-11 | 3.9311e-12 | 8.9997e-11
|  |  | 128 | - | - | - | - | - | 4.5722e-12 | 1.3711e-11 | 1.9626e-12 | 6.582e-11 | 3.9311e-12 | 8.9997e-11
|  |  | 129 | - | - | - | - | - | 4.5722e-12 | 1.3711e-11 | 1.9626e-12 | 6.582e-11 | 3.9311e-12 | 8.9997e-11
|  |  | 130 | - | - | - | - | - | 4.5722e-12 | 1.3711e-11 | 1.9626e-12 | 6.582e-11 | 3.9311e-12 | 8.9997e-11
|  |  | 131 | - | - | - | - | - | 4.5722e-12 | 1.3711e-11 | 1.9626e-12 | 6.582e-11 | 3.9311e-12 | 8.9997e-11
|  |  | 132 | - | - | - | - | - | 4.5722e-12 | 1.3711e-11 | 1.9626e-12 | 6.582e-11 | 3.9311e-12 | 8.9997e-11
|  |  | 133 | - | - | - | - | - | 4.5722e-12 | 1.3711e-11 | 1.9626e-12 | 6.582e-11 | 3.9311e-12 | 8.9997e-11
|  |  | 134 | - | - | - | - | - | 4.5722e-12 | 1.3711e-11 | 1.9626e-12 | 6.582e-11 | 3.9311e-12 | 8.9997e-11
|  |  | 135 | - | - | - | - | - | 4.5722e-12 | 1.3711e-11 | 1.9626e-12 | 6.582e-11 | 3.9311e-12 | 8.9997e-11
|  |  | 136 | - | - | - | - | - | 4.5722e-12 | 1.3711e-11 | 1.9626e-12 | 6.582e-11 | 3.9311e-12 | 8.9997e-11
|  |  | 137 | - | - | - | - | - | 4.5722e-12 | 1.3711e-11 | 1.9626e-12 | 6.582e-11 | 3.9311e-12 | 8.9997e-11
|  |  | 138 | - | - | - | - | - | 4.5722e-12 | 1.3711e-11 | 1.9626e-12 | 6.582e-11 | 3.9311e-12 | 8.9997e-11
|  |  | 139 | - | - | - | - | - | 4.5722e-12 | 1.3711e-11 | 1.9626e-12 | 6.582e-11 | 3.9311e-12 | 8.9997e-11
|  |  | 140 | - | - | - | - | - | 4.5722e-12 | 1.3711e-11 | 1.9626e-12 | 6.582e-11 | 3.9311e-12 | 8.9997e-11
|  |  | 141 | - | - | - | - | - | 4.5722e-12 | 1.3711e-11 | 1.9626e-12 | 6.582e-11 | 3.9311e-12 | 8.9997e-11
|  |  | 142 | - | - | - | - | - | 4.5722e-12 | 1.3711e-11 | 1.9626e-12 | 6.582e-11 | 3.9311e-12 | 8.9997e-11
|  |  | 143 | - | - | - | - | - | 4.5722e-12 | 1.3711e-11 | 1.9626e-12 | 6.582e-11 | 3.9311e-12 | 8.9997e-11
|  |  | 144 | - | - | - | - | - | 4.5722e-12 | 1.3711e-11 | 1.9626e-12 | 6.582e-11 | 3.9311e-12 | 8.9997e-11
|  |  | 145 | - | - | - | - | - | 4.5722e-12 | 1.3711e-11 | 1.9626e-12 | 6.582e-11 | 3.9311e-12 | 8.9997e-11
|  |  | 146 | - | - | - | - | - | 4.5722e-12 | 1.3711e-11 | 1.9626e-12 | 6.582e-11 | 3.9311e-12 | 8.9997e-11
|  |  | 147 | - | - | - | - | - | 4.5722e-12 | 1.3711e-11 | 1.9626e-12 | 6.582e-11 | 3.9311e-12 | 8.9997e-11
|  |  | 148 | - | - | - | - | - | 4.5722e-12 | 1.3711e-11 | 1.9626e-12 | 6.582e-11 | 3.9311e-12 | 8.9997e-11
|  |  | 149 | - | - | - | - | - | 4.5722e-12 | 1.3711e-11 | 1.9626e-12 | 6.582e-11 | 3.9311e-12 | 8.9997e-11
|  |  | 150 | - | - | - | - | - | 4.5722e-12 | 1.3711e-11 | 1.9626e-12 | 6.582e-11 | 3.9311e-12 | 8.9997e-11
|  |  | 151 | - | - | - | - | - | 4.5722e-12 | 1.3711e-11 | 1.9626e-12 | 6.582e-11 | 3.9311e-12 | 8.9997e-11
|  |  | 152 | - | - | - | - | - | 4.5722e-12 | 1.3711e-11 | 1.9626e-12 | 6.582e-11 | 3.9311e-12 | 8.9997e-11
|  |  | 153 | - | - | - | - | - | 4.5722e-12 | 1.3711e-11 | 1.9626e-12 | 6.582e-11 | 3.9311e-12 | 8.9997e-11
|  |  | 154 | - | - | - | - | - | 4.5722e-12 | 1.3711e-11 | 1.9626e-12 | 6.582e-11 | 3.9311e-12 | 8.9997e-11
|  |  | 155 | - | - | - | - | - | 4.5722e-12 | 1.3711e-11 | 1.9626e-12 | 6.582e-11 | 3.9311e-12 | 8.9997e-11
|  |  | 156 | - | - | - | - | - | 4.5722e-12 | 1.3711e-11 | 1.9626e-12 | 6.582e-11 | 3.9311e-12 | 8.9997e-11
|  |  | 157 | - | - | - | - | - | 4.5722e-12 | 1.3711e-11 | 1.9626e-12 | 6.582e-11 | 3.9311e-12 | 8.9997e-11
|  |  | 158 | - | - | - | - | - | 4.5722e-12 | 1.3711e-11 | 1.9626e-12 | 6.582e-11 | 3.9311e-12 | 8.9997e-11
|  |  | 159 | - | - | - | - | - | 4.5722e-12 | 1.3711e-11 | 1.9626e-12 | 6.582e-11 | 3.9311e-12 | 8.9997e-11
|  |  | 160 | - | - | - | - | - | 4.5722e-12 | 1.3711e-11 | 1.9626e-12 | 6.582e-11 | 3.9311e-12 | 8.9997e-11
|  |  | 161 | - | - | - | - | - | 4.5722e-12 | 1.3711e-11 | 1.9626e-12 | 6.582e-11 | 3.9311e-12 | 8.9997e-11
|  |  | 162 | - | - | - | - | - | 4.5722e-12 | 1.3711e-11 | 1.9626e-12 | 6.582e-11 | 3.9311e-12 | 8.9997e-11
|  |  | 163 | - | - | - | - | - | 4.5722e-12 | 1.3711e-11 | 1.9626e-12 | 6.582e-11 | 3.9311e-12 | 8.9997e-11
|  |  | 164 | - | - | - | - | - | 4.5722e-12 | 1.3711e-11 | 1.9626e-12 | 6.582e-11 | 3.9311e-12 | 8.9997e-11
|  |  | 165 | - | - | - | - | - | 4.5722e-12 | 1.3711e-11 | 1.9626e-12 | 6.582e-11 | 3.9311e-12 | 8.9997e-11
|  |  | 166 | - | - | - | - | - | 4.5722e-12 | 1.3711e-11 | 1.9626e-12 | 6.582e-11 | 3.9311e-12 | 8.9997e-11
|  |  | 167 | - | - | - | - | - | 4.5722e-12 | 1.3711e-11 | 1.9626e-12 | 6.582e-11 | 3.9311e-12 | 8.9997e-11
|  |  | 168 | - | - | - | - | - | 4.5722e-12 | 1.3711e-11 | 1.9626e-12 | 6.582e-11 | 3.9311e-12 | 8.9997e-11
|  |  | 169 | - | - | - | - | - | 4.5722e-12 | 1.3711e-11 | 1.9626e-12 | 6.582e-11 | 3.9311e-12 | 8.9997e-11
|  |  | 170 | - | - | - | - | - | 4.5722e-12 | 1.3711e-11 | 1.9626e-12 | 6.582e-11 | 3.9311e-12 | 8.9997e-11
|  |  | 171 | - | - | - | - | - | 4.5722e-12 | 1.3711e-11 | 1.9626e-12 | 6.582e-11 | 3.9311e-12 | 8.9997e-11
|  |  | 172 | - | - | - | - | - | 4.5722e-12 | 1.3711e-11 | 1.9626e-12 | 6.582e-11 | 3.9311e-12 | 8.9997e-11
|  |  | 173 | - | - | - | - | - | 4.5722e-12 | 1.3711e-11 | 1.9626e-12 | 6.582e-11 | 3.9311e-12 | 8.9997e-11
|  |  | 174 | - | - | - | - | - | 4.5722e-12 | 1.3711e-11 | 1.9626e-12 | 6.582e-11 | 3.9311e-12 | 8.9997e-11
|  |  | 175 | - | - | - | - | - | 4.5722e-12 | 1.3711e-11 | 1.9626e-12 | 6.582e-11 | 3.9311e-12 | 8.9997e-11
|  |  | 176 | - | - | - | - | - | 4.5722e-12 | 1.3711e-11 | 1.9626e-12 | 6.582e-11 | 3.9311e-12 | 8.9997e-11
|  |  | 177 | - | - | - | - | - | 4.5722e-12 | 1.3711e-11 | 1.9626e-12 | 6.582e-11 | 3.9311e-12 | 8.9997e-11
|  |  | 178 | - | - | - | - | - | 4.5722e-12 | 1.3711e-11 | 1.9626e-12 | 6.582e-11 | 3.9311e-12 | 8.9997e-11
|  |  | 179 | - | - | - | - | - | 4.5722e-12 | 1.3711e-11 | 1.9626e-12 | 6.582e-11 | 3.9311e-12 | 8.9997e-11
|  |  | 180 | - | - | - | - | - | 4.5722e-12 | 1.3711e-11 | 1.9626e-12 | 6.582e-11 | 3.9311e-12 | 8.9997e-11
|  |  | 181 | - | - | - | - | - | 4.5722e-12 | 1.3711e-11 | 1.9626e-12 | 6.582e-11 | 3.9311e-12 | 8.9997e-11
|  |  | 182 | - | - | - | - | - | 4.5722e-12 | 1.3711e-11 | 1.9626e-12 | 6.582e-11 | 3.9311e-12 | 8.9997e-11
|  |  | 183 | - | - | - | - | - | 4.5722e-12 | 1.3711e-11 | 1.9626e-12 | 6.582e-11 | 3.9311e-12 | 8.9997e-11
|  |  | 184 | - | - | - | - | - | 4.5722e-12 | 1.3711e-11 | 1.9626e-12 | 6.582e-11 | 3.9311e-12 | 8.9997e-11
|  |  | 185 | - | - | - | - | - | 4.5722e-12 | 1.3711e-11 | 1.9626e-12 | 6.582e-11 | 3.9311e-12 | 8.9997e-11
|  |  | 186 | - | - | - | - | - | 4.5722e-12 | 1.3711e-11 | 1.9626e-12 | 6.582e-11 | 3.9311e-12 | 8.9997e-11
|  |  | 187 | - | - | - | - | - | 4.5722e-12 | 1.3711e-11 | 1.9626e-12 | 6.582e-11 | 3.9311e-12 | 8.9997e-11
|  |  | 188 | - | - | - | - | - | 4.5722e-12 | 1.3711e-11 | 1.9626e-12 | 6.582e-11 | 3.9311e-12 | 8.9997e-11
|  |  | 189 | - | - | - | - | - | 4.5722e-12 | 1.3711e-11 | 1.9626e-12 | 6.582e-11 | 3.9311e-12 | 8.9997e-11
|  |  | 190 | - | - | - | - | - | 4.5722e-12 | 1.3711e-11 | 1.9626e-12 | 6.582e-11 | 3.9311e-12 | 8.9997e-11
|  |  | 191 | - | - | - | - | - | 4.5722e-12 | 1.3711e-11 | 1.9626e-12 | 6.582e-11 | 3.9311e-12 | 8.9997e-11
|  |  | 192 | - | - | - | - | - | 4.5722e-12 | 1.3711e-11 | 1.9626e-12 | 6.582e-11 | 3.9311e-12 | 8.9997e-11
|  |  | 193 | - | - | - | - | - | 4.5722e-12 | 1.3711e-11 | 1.9626e-12 | 6.582e-11 | 3.9311e-12 | 8.9997e-11
|  |  | 194 | - | - | - | - | - | 4.5722e-12 | 1.3711e-11 | 1.9626e-12 | 6.582e-11 | 3.9311e-12 | 8.9997e-11
|  |  | 195 | - | - | - | - | - | 4.5722e-12 | 1.3711e-11 | 1.9626e-12 | 6.582e-11 | 3.9311e-12 | 8.9997e-11
|  |  | 196 | - | - | - | - | - | 4.5722e-12 | 1.3711e-11 | 1.9626e-12 | 6.582e-11 | 3.9311e-12 | 8.9997e-11
|  |  | 197 | - | - | - | - | - | 4.5722e-12 | 1.3711e-11 | 1.9626e-12 | 6.582e-11 | 3.9311e-12 | 8.9997e-11
|  |  | 198 | - | - | - | - | - | 4.5722e-12 | 1.3711e-11 | 1.9626e-12 | 6.582e-11 | 3.9311e-12 | 8.9997e-11
|  |  | 199 | - | - | - | - | - | 4.5722e-12 | 1.3711e-11 | 1.9626e-12 | 6.582e-11 | 3.9311e-12 | 8.9997e-11
|  |  | 200 | - | - | - | - | - | 4.5722e-12 | 1.3711e-11 | 1.9626e-12 | 6.582e-11 | 3.9311e-12 | 8.9997e-11

## Calcul des t°
EC3 / Part 1.2 | [8 empty] | 6
Am/V = | 999 | m-1 | a = | 35 | W/m²K | ksh = | 1
Am/V (box) = | 0 | m-1 | e = | 0.7
ra = | 7850 | kg/m3 | 5 |  |  |  | q max = | 578.1581
t | hav (=q'') | reflex | hnet,d | Ca | Dq | q
[sec] | [W/m2] | [W/m2] | [W/m2] | [J/kg°K] | [°C] | [°C]
0 | 8.9997e-08 | 0 | 8.9997e-08 | 425 | 0 | 20
5 | 8.9997e-08 | 0 | 8.9997e-08 | 439.8016 | 1.3021e-10 | 20
10 | 8.9997e-08 | 5.0789e-09 | 8.4918e-08 | 439.8016 | 1.2286e-10 | 20
15 | 8.9997e-08 | 9.8697e-09 | 8.0128e-08 | 439.8016 | 1.1593e-10 | 20
20 | 8.9997e-08 | 1.439e-08 | 7.5607e-08 | 439.8016 | 1.0939e-10 | 20
25 | 8.9997e-08 | 1.8658e-08 | 7.134e-08 | 439.8016 | 1.0321e-10 | 20
30 | 8.9997e-08 | 2.2684e-08 | 6.7314e-08 | 439.8016 | 9.739e-11 | 20
35 | 8.9997e-08 | 2.6481e-08 | 6.3516e-08 | 439.8016 | 9.1895e-11 | 20
40 | 8.9997e-08 | 3.0066e-08 | 5.9932e-08 | 439.8016 | 8.6709e-11 | 20
45 | 8.9997e-08 | 3.3447e-08 | 5.6551e-08 | 439.8016 | 8.1818e-11 | 20
50 | 8.9997e-08 | 3.6637e-08 | 5.3361e-08 | 439.8016 | 7.7202e-11 | 20
55 | 8.9997e-08 | 3.9647e-08 | 5.035e-08 | 439.8016 | 7.2846e-11 | 20
60 | 196.3563 | 4.2489e-08 | 196.3563 | 439.8016 | 0.28409 | 20.2841
65 | 196.3563 | 11.0812 | 185.2751 | 440.0026 | 0.26793 | 20.552
70 | 196.3563 | 21.5354 | 174.8209 | 440.192 | 0.25271 | 20.8047
75 | 196.3563 | 31.3981 | 164.9582 | 440.3704 | 0.23835 | 21.0431
80 | 196.3563 | 40.703 | 155.6533 | 440.5385 | 0.22482 | 21.2679
85 | 196.3563 | 49.4819 | 146.8744 | 440.6968 | 0.21207 | 21.48
90 | 196.3563 | 57.7646 | 138.5917 | 440.8461 | 0.20004 | 21.68
95 | 196.3563 | 65.5792 | 130.7771 | 440.9867 | 0.1887 | 21.8687
100 | 196.3563 | 72.9524 | 123.4039 | 441.1193 | 0.17801 | 22.0467
105 | 196.3563 | 79.9092 | 116.4471 | 441.2443 | 0.16793 | 22.2146
110 | 196.3563 | 86.4731 | 109.8832 | 441.362 | 0.15842 | 22.3731
115 | 196.3563 | 92.6664 | 103.6899 | 441.4731 | 0.14945 | 22.5225
120 | 405.1426 | 98.5102 | 306.6324 | 441.5778 | 0.44185 | 22.9644
125 | 405.1426 | 115.7927 | 289.3499 | 441.8869 | 0.41666 | 23.381
130 | 405.1426 | 132.0973 | 273.0454 | 442.1778 | 0.39292 | 23.7739
135 | 405.1426 | 147.4796 | 257.663 | 442.4516 | 0.37055 | 24.1445
140 | 405.1426 | 161.9923 | 243.1503 | 442.7095 | 0.34948 | 24.494
145 | 405.1426 | 175.6849 | 229.4577 | 442.9522 | 0.32962 | 24.8236
150 | 405.1426 | 188.6041 | 216.5386 | 443.1809 | 0.3109 | 25.1345
155 | 405.1426 | 200.7938 | 204.3488 | 443.3963 | 0.29326 | 25.4277
160 | 405.1426 | 212.2955 | 192.8472 | 443.5991 | 0.27662 | 25.7044
165 | 405.1426 | 223.1482 | 181.9945 | 443.7902 | 0.26094 | 25.9653
170 | 405.1426 | 233.3887 | 171.7539 | 443.9703 | 0.24616 | 26.2115
175 | 405.1426 | 243.0517 | 162.0909 | 444.14 | 0.23222 | 26.4437
180 | 610.3032 | 252.17 | 358.1332 | 444.2999 | 0.5129 | 26.9566
185 | 610.3032 | 272.3174 | 337.9857 | 444.6525 | 0.48366 | 27.4403
190 | 610.3032 | 291.3267 | 318.9765 | 444.9843 | 0.45612 | 27.8964
195 | 610.3032 | 309.2626 | 301.0405 | 445.2965 | 0.43017 | 28.3266
200 | 610.3032 | 326.1864 | 284.1167 | 445.5904 | 0.40572 | 28.7323
205 | 610.3032 | 342.1556 | 268.1475 | 445.8671 | 0.38268 | 29.115
210 | 610.3032 | 357.2245 | 253.0787 | 446.1276 | 0.36096 | 29.4759
215 | 610.3032 | 371.444 | 238.8592 | 446.3729 | 0.34049 | 29.8164
220 | 610.3032 | 384.8625 | 225.4407 | 446.604 | 0.3212 | 30.1376
225 | 610.3032 | 397.5252 | 212.778 | 446.8216 | 0.30301 | 30.4406
230 | 610.3032 | 409.475 | 200.8282 | 447.0266 | 0.28586 | 30.7265
235 | 610.3032 | 420.7522 | 189.551 | 447.2198 | 0.26969 | 30.9962
240 | 811.1515 | 431.3949 | 379.7566 | 447.4019 | 0.5401 | 31.5363
245 | 811.1515 | 452.7179 | 358.4335 | 447.7658 | 0.50936 | 32.0456
250 | 811.1515 | 472.8392 | 338.3123 | 448.1082 | 0.4804 | 32.526
255 | 811.1515 | 491.8269 | 319.3245 | 448.4304 | 0.45311 | 32.9791
260 | 811.1515 | 509.7455 | 301.4059 | 448.7337 | 0.42739 | 33.4065
265 | 811.1515 | 526.6556 | 284.4958 | 449.0192 | 0.40316 | 33.8097
270 | 811.1515 | 542.6143 | 268.5371 | 449.2881 | 0.38032 | 34.19
275 | 811.1515 | 557.6755 | 253.4759 | 449.5413 | 0.35878 | 34.5488
280 | 811.1515 | 571.89 | 239.2615 | 449.7797 | 0.33848 | 34.8873
285 | 811.1515 | 585.3055 | 225.846 | 450.0043 | 0.31935 | 35.2066
290 | 811.1515 | 597.9672 | 213.1842 | 450.216 | 0.3013 | 35.5079
295 | 811.1515 | 609.9177 | 201.2337 | 450.4153 | 0.28428 | 35.7922
300 | 811.1515 | 621.1971 | 189.9544 | 450.6032 | 0.26824 | 36.0605
305 | 811.1515 | 631.8432 | 179.3083 | 450.7803 | 0.25311 | 36.3136
310 | 811.1515 | 641.8917 | 169.2598 | 450.9472 | 0.23883 | 36.5524
315 | 811.1515 | 651.3762 | 159.7753 | 451.1045 | 0.22537 | 36.7778
320 | 811.1515 | 660.3285 | 150.8229 | 451.2527 | 0.21267 | 36.9904
325 | 811.1515 | 668.7786 | 142.3729 | 451.3925 | 0.2007 | 37.1911
330 | 811.1515 | 676.7547 | 134.3968 | 451.5243 | 0.1894 | 37.3805
335 | 811.1515 | 684.2834 | 126.868 | 451.6486 | 0.17874 | 37.5593
340 | 811.1515 | 691.39 | 119.7615 | 451.7658 | 0.16868 | 37.7279
345 | 811.1515 | 698.0981 | 113.0534 | 451.8763 | 0.1592 | 37.8871
350 | 811.1515 | 704.4301 | 106.7214 | 451.9805 | 0.15024 | 38.0374
355 | 811.1515 | 710.4071 | 100.7444 | 452.0788 | 0.1418 | 38.1792
360 | 811.1515 | 716.0491 | 95.1023 | 452.1715 | 0.13383 | 38.313
365 | 811.1515 | 721.375 | 89.7765 | 452.259 | 0.12631 | 38.4393
370 | 811.1515 | 726.4023 | 84.7492 | 452.3414 | 0.11922 | 38.5585
375 | 811.1515 | 731.1479 | 80.0035 | 452.4192 | 0.11252 | 38.6711
380 | 811.1515 | 735.6277 | 75.5238 | 452.4926 | 0.1062 | 38.7773
385 | 811.1515 | 739.8564 | 71.295 | 452.5619 | 0.10024 | 38.8775
390 | 811.1515 | 743.8483 | 67.3032 | 452.6272 | 0.094615 | 38.9721
395 | 811.1515 | 747.6165 | 63.535 | 452.6889 | 0.089306 | 39.0614
400 | 811.1515 | 751.1736 | 59.9779 | 452.747 | 0.084295 | 39.1457
405 | 811.1515 | 754.5315 | 56.62 | 452.8019 | 0.079566 | 39.2253
410 | 811.1515 | 757.7013 | 53.4501 | 452.8537 | 0.075103 | 39.3004
415 | 811.1515 | 760.6936 | 50.4579 | 452.9025 | 0.070891 | 39.3713
420 | 811.1515 | 763.5183 | 47.6332 | 452.9486 | 0.066915 | 39.4382
425 | 811.1515 | 766.1848 | 44.9666 | 452.9921 | 0.063163 | 39.5014
430 | 811.1515 | 768.702 | 42.4494 | 453.0331 | 0.059622 | 39.561
435 | 811.1515 | 771.0783 | 40.0732 | 453.0719 | 0.05628 | 39.6173
440 | 811.1515 | 773.3215 | 37.83 | 453.1084 | 0.053125 | 39.6704
445 | 811.1515 | 775.439 | 35.7124 | 453.1429 | 0.050148 | 39.7205
450 | 811.1515 | 777.4381 | 33.7134 | 453.1755 | 0.047337 | 39.7679
455 | 811.1515 | 779.3251 | 31.8263 | 453.2062 | 0.044684 | 39.8126
460 | 811.1515 | 781.1066 | 30.0449 | 453.2352 | 0.042181 | 39.8547
465 | 811.1515 | 782.7883 | 28.3632 | 453.2626 | 0.039817 | 39.8946
470 | 811.1515 | 784.3758 | 26.7756 | 453.2884 | 0.037586 | 39.9321
475 | 811.1515 | 785.8745 | 25.277 | 453.3128 | 0.035481 | 39.9676
480 | 811.1515 | 787.2893 | 23.8622 | 453.3358 | 0.033493 | 40.0011
485 | 811.1515 | 788.6249 | 22.5266 | 453.3575 | 0.031617 | 40.0327
490 | 811.1515 | 789.8857 | 21.2658 | 453.378 | 0.029846 | 40.0626
495 | 811.1515 | 791.0759 | 20.0756 | 453.3974 | 0.028174 | 40.0908
500 | 811.1515 | 792.1995 | 18.952 | 453.4156 | 0.026596 | 40.1174
505 | 811.1515 | 793.2602 | 17.8912 | 453.4329 | 0.025107 | 40.1425
510 | 811.1515 | 794.2616 | 16.8899 | 453.4491 | 0.023701 | 40.1662
515 | 811.1515 | 795.2069 | 15.9446 | 453.4645 | 0.022374 | 40.1885
520 | 811.1515 | 796.0992 | 15.0522 | 453.479 | 0.021121 | 40.2097
525 | 811.1515 | 796.9417 | 14.2098 | 453.4927 | 0.019938 | 40.2296
530 | 811.1515 | 797.7369 | 13.4145 | 453.5056 | 0.018822 | 40.2484
535 | 811.1515 | 798.4877 | 12.6638 | 453.5178 | 0.017768 | 40.2662
540 | 811.1515 | 799.1964 | 11.955 | 453.5293 | 0.016773 | 40.283
545 | 811.1515 | 799.8655 | 11.286 | 453.5401 | 0.015834 | 40.2988
550 | 811.1515 | 800.4971 | 10.6543 | 453.5504 | 0.014947 | 40.3137
555 | 811.1515 | 801.0934 | 10.0581 | 453.5601 | 0.014111 | 40.3278
560 | 811.1515 | 801.6563 | 9.4952 | 453.5692 | 0.013321 | 40.3412
565 | 811.1515 | 802.1877 | 8.9638 | 453.5778 | 0.012575 | 40.3537
570 | 811.1515 | 802.6893 | 8.4621 | 453.586 | 0.011871 | 40.3656
575 | 811.1515 | 803.1629 | 7.9886 | 453.5937 | 0.011206 | 40.3768
580 | 811.1515 | 803.61 | 7.5415 | 453.6009 | 0.010579 | 40.3874
585 | 811.1515 | 804.032 | 7.1194 | 453.6078 | 0.0099869 | 40.3974
590 | 811.1515 | 804.4305 | 6.721 | 453.6142 | 0.0094279 | 40.4068
595 | 811.1515 | 804.8066 | 6.3449 | 453.6203 | 0.0089001 | 40.4157
600 | 811.1515 | 805.1617 | 5.9898 | 453.6261 | 0.0084019 | 40.4241
605 | 811.1515 | 805.4969 | 5.6546 | 453.6315 | 0.0079316 | 40.432
610 | 811.1515 | 805.8133 | 5.3381 | 453.6367 | 0.0074877 | 40.4395
615 | 811.1515 | 806.1121 | 5.0394 | 453.6415 | 0.0070686 | 40.4466
620 | 811.1515 | 806.3941 | 4.7574 | 453.6461 | 0.0066729 | 40.4533
625 | 811.1515 | 806.6603 | 4.4911 | 453.6504 | 0.0062994 | 40.4596
630 | 811.1515 | 806.9117 | 4.2398 | 453.6545 | 0.0059468 | 40.4655
635 | 811.1515 | 807.1489 | 4.0025 | 453.6583 | 0.005614 | 40.4711
640 | 811.1515 | 807.3729 | 3.7785 | 453.662 | 0.0052998 | 40.4764
645 | 811.1515 | 807.5844 | 3.5671 | 453.6654 | 0.0050032 | 40.4814
650 | 811.1515 | 807.784 | 3.3675 | 453.6686 | 0.0047231 | 40.4862
655 | 811.1515 | 807.9725 | 3.179 | 453.6717 | 0.0044588 | 40.4906
660 | 811.1515 | 808.1504 | 3.0011 | 453.6746 | 0.0042092 | 40.4948
665 | 811.1515 | 808.3183 | 2.8332 | 453.6773 | 0.0039737 | 40.4988
670 | 811.1515 | 808.4769 | 2.6746 | 453.6799 | 0.0037513 | 40.5026
675 | 811.1515 | 808.6265 | 2.5249 | 453.6823 | 0.0035413 | 40.5061
680 | 811.1515 | 808.7678 | 2.3836 | 453.6846 | 0.0033431 | 40.5094
685 | 811.1515 | 808.9012 | 2.2502 | 453.6867 | 0.003156 | 40.5126
690 | 811.1515 | 809.0272 | 2.1243 | 453.6888 | 0.0029794 | 40.5156
695 | 811.1515 | 809.146 | 2.0054 | 453.6907 | 0.0028126 | 40.5184
700 | 811.1515 | 809.2583 | 1.8932 | 453.6925 | 0.0026552 | 40.521
705 | 811.1515 | 809.3642 | 1.7873 | 453.6942 | 0.0025066 | 40.5236
710 | 811.1515 | 809.4642 | 1.6872 | 453.6959 | 0.0023663 | 40.5259
715 | 811.1515 | 809.5587 | 1.5928 | 453.6974 | 0.0022339 | 40.5282
720 | 811.1515 | 809.6478 | 1.5037 | 453.6988 | 0.0021089 | 40.5303
725 | 811.1515 | 809.7319 | 1.4195 | 453.7002 | 0.0019909 | 40.5323
730 | 811.1515 | 809.8114 | 1.3401 | 453.7015 | 0.0018795 | 40.5341
735 | 811.1515 | 809.8864 | 1.2651 | 453.7027 | 0.0017743 | 40.5359
740 | 811.1515 | 809.9572 | 1.1943 | 453.7038 | 0.001675 | 40.5376
745 | 811.1515 | 810.024 | 1.1275 | 453.7049 | 0.0015812 | 40.5392
750 | 811.1515 | 810.0871 | 1.0644 | 453.706 | 0.0014928 | 40.5407
755 | 811.1515 | 810.1467 | 1.0048 | 453.7069 | 0.0014092 | 40.5421
760 | 811.1515 | 810.2029 | 0.94858 | 453.7078 | 0.0013303 | 40.5434
765 | 811.1515 | 810.256 | 0.8955 | 453.7087 | 0.0012559 | 40.5446
770 | 811.1515 | 810.3061 | 0.84539 | 453.7095 | 0.0011856 | 40.5458
775 | 811.1515 | 810.3534 | 0.79808 | 453.7103 | 0.0011193 | 40.547
780 | 4226.1893 | 810.3981 | 3415.7913 | 453.711 | 4.7905 | 45.3374
785 | 4226.1893 | 1002.0932 | 3224.0961 | 456.7771 | 4.4913 | 49.8287
790 | 4226.1893 | 1182.823 | 3043.3663 | 459.5937 | 4.2135 | 54.0422
795 | 4226.1893 | 1353.2878 | 2872.9016 | 462.1861 | 3.9552 | 57.9974
800 | 4226.1893 | 1514.1258 | 2712.0635 | 464.5765 | 3.7146 | 61.712
805 | 4226.1893 | 1665.9225 | 2560.2668 | 466.7843 | 3.4901 | 65.2021
810 | 4226.1893 | 1809.2169 | 2416.9724 | 468.8263 | 3.2804 | 68.4825
815 | 4226.1893 | 1944.508 | 2281.6814 | 470.7177 | 3.0843 | 71.5668
820 | 4226.1893 | 2072.2588 | 2153.9306 | 472.4717 | 2.9008 | 74.4676
825 | 4226.1893 | 2192.9007 | 2033.2886 | 474.1002 | 2.7289 | 77.1966
830 | 4226.1893 | 2306.8366 | 1919.3527 | 475.6138 | 2.5678 | 79.7644
835 | 4226.1893 | 2414.4436 | 1811.7457 | 477.022 | 2.4167 | 82.1811
840 | 4226.1893 | 2516.0754 | 1710.1139 | 478.3332 | 2.2749 | 84.456
845 | 4226.1893 | 2612.0642 | 1614.1251 | 479.5553 | 2.1417 | 86.5977
850 | 4226.1893 | 2702.7225 | 1523.4668 | 480.6952 | 2.0166 | 88.6144
855 | 4226.1893 | 2788.3447 | 1437.8446 | 481.759 | 1.8991 | 90.5135
860 | 4226.1893 | 2869.2082 | 1356.9812 | 482.7527 | 1.7886 | 92.3021
865 | 4226.1893 | 2945.5748 | 1280.6146 | 483.6813 | 1.6847 | 93.9868
870 | 4226.1893 | 3017.6916 | 1208.4978 | 484.5497 | 1.587 | 95.5738
875 | 4226.1893 | 3085.792 | 1140.3973 | 485.3621 | 1.4951 | 97.0688
880 | 4226.1893 | 3150.0966 | 1076.0927 | 486.1226 | 1.4085 | 98.4774
885 | 4226.1893 | 3210.8139 | 1015.3754 | 486.8348 | 1.3271 | 99.8045
890 | 4226.1893 | 3268.141 | 958.0484 | 487.502 | 1.2505 | 101.055
895 | 4226.1893 | 3322.2642 | 903.9251 | 488.1274 | 1.1783 | 102.2333
900 | 4226.1893 | 3373.36 | 852.8293 | 488.7138 | 1.1104 | 103.3437
905 | 4226.1893 | 3421.595 | 804.5943 | 489.2637 | 1.0464 | 104.3901
910 | 4226.1893 | 3467.127 | 759.0624 | 489.7798 | 0.98615 | 105.3762
915 | 4226.1893 | 3510.1052 | 716.0842 | 490.2641 | 0.92939 | 106.3056
920 | 4226.1893 | 3550.6706 | 675.5187 | 490.7187 | 0.87593 | 107.1816
925 | 4226.1893 | 3588.9569 | 637.2324 | 491.1457 | 0.82557 | 108.0071
930 | 4226.1893 | 3625.0903 | 601.099 | 491.5467 | 0.77812 | 108.7852
935 | 4226.1893 | 3659.1902 | 566.9991 | 491.9234 | 0.73342 | 109.5187
940 | 4226.1893 | 3691.3696 | 534.8198 | 492.2774 | 0.69129 | 110.21
945 | 4226.1893 | 3721.7352 | 504.4542 | 492.6102 | 0.6516 | 110.8616
950 | 4226.1893 | 3750.388 | 475.8013 | 492.9229 | 0.6142 | 111.4758
955 | 4226.1893 | 3777.4236 | 448.7658 | 493.217 | 0.57896 | 112.0547
960 | 4226.1893 | 3802.9321 | 423.2573 | 493.4936 | 0.54574 | 112.6005
965 | 4226.1893 | 3826.9989 | 399.1905 | 493.7537 | 0.51444 | 113.1149
970 | 4226.1893 | 3849.7046 | 376.4848 | 493.9984 | 0.48494 | 113.5999
975 | 4226.1893 | 3871.1254 | 355.0639 | 494.2286 | 0.45714 | 114.057
980 | 4226.1893 | 3891.3335 | 334.8559 | 494.4451 | 0.43093 | 114.4879
985 | 4226.1893 | 3910.3967 | 315.7927 | 494.6489 | 0.40623 | 114.8941
990 | 4226.1893 | 3928.3794 | 297.8099 | 494.8407 | 0.38295 | 115.2771
995 | 4226.1893 | 3945.3424 | 280.8469 | 495.0213 | 0.361 | 115.6381
1000 | 4226.1893 | 3961.3431 | 264.8463 | 495.1912 | 0.34032 | 115.9784
1005 | 4226.1893 | 3976.4355 | 249.7538 | 495.3512 | 0.32082 | 116.2992
1010 | 4226.1893 | 3990.671 | 235.5184 | 495.5018 | 0.30244 | 116.6017
1015 | 4226.1893 | 4004.0977 | 222.0916 | 495.6436 | 0.28512 | 116.8868
1020 | 4513.1958 | 4016.7615 | 496.4342 | 495.7772 | 0.63715 | 117.524
1025 | 4513.1958 | 4045.0822 | 468.1136 | 496.075 | 0.60044 | 118.1244
1030 | 4513.1958 | 4071.7982 | 441.3976 | 496.3551 | 0.56585 | 118.6902
1035 | 4513.1958 | 4096.9993 | 416.1964 | 496.6184 | 0.53326 | 119.2235
1040 | 4513.1958 | 4120.7705 | 392.4253 | 496.866 | 0.50255 | 119.7261
1045 | 4513.1958 | 4143.1919 | 370.0039 | 497.0989 | 0.47362 | 120.1997
1050 | 4513.1958 | 4164.3394 | 348.8564 | 497.3179 | 0.44635 | 120.646
1055 | 4513.1958 | 4184.2845 | 328.9113 | 497.524 | 0.42066 | 121.0667
1060 | 4513.1958 | 4203.095 | 310.1007 | 497.7179 | 0.39645 | 121.4631
1065 | 4513.1958 | 4220.8348 | 292.3609 | 497.9003 | 0.37363 | 121.8368
1070 | 4513.1958 | 4237.5644 | 275.6314 | 498.072 | 0.35213 | 122.1889
1075 | 4513.1958 | 4253.3407 | 259.8551 | 498.2336 | 0.33187 | 122.5208
1080 | 4793.0132 | 4268.2176 | 524.7955 | 498.3856 | 0.67002 | 123.1908
1085 | 4793.0132 | 4298.2786 | 494.7346 | 498.6921 | 0.63126 | 123.822
1090 | 4793.0132 | 4326.6309 | 466.3822 | 498.9801 | 0.59474 | 124.4168
1095 | 4793.0132 | 4353.3704 | 439.6427 | 499.2508 | 0.56033 | 124.9771
1100 | 4793.0132 | 4378.5876 | 414.4256 | 499.5052 | 0.52793 | 125.505
1105 | 4793.0132 | 4402.3679 | 390.6453 | 499.7445 | 0.49739 | 126.0024
1110 | 4793.0132 | 4424.7923 | 368.2209 | 499.9695 | 0.46863 | 126.4711
1115 | 4793.0132 | 4445.9371 | 347.0761 | 500.1811 | 0.44153 | 126.9126
1120 | 4793.0132 | 4465.8745 | 327.1386 | 500.3801 | 0.416 | 127.3286
1125 | 4793.0132 | 4484.6728 | 308.3403 | 500.5673 | 0.39195 | 127.7206
1130 | 4793.0132 | 4502.3964 | 290.6167 | 500.7434 | 0.36929 | 128.0899
1135 | 4793.0132 | 4519.1061 | 273.907 | 500.9091 | 0.34794 | 128.4378
1140 | 5066.8802 | 4534.8594 | 532.0207 | 501.065 | 0.67562 | 129.1134
1145 | 5066.8802 | 4565.4748 | 501.4054 | 501.3671 | 0.63635 | 129.7498
1150 | 5066.8802 | 4594.3432 | 472.5369 | 501.651 | 0.59938 | 130.3491
1155 | 5066.8802 | 4621.5628 | 445.3174 | 501.9177 | 0.56455 | 130.9137
1160 | 5066.8802 | 4647.2263 | 419.6538 | 502.1684 | 0.53175 | 131.4454
1165 | 5066.8802 | 4671.4215 | 395.4587 | 502.4041 | 0.50086 | 131.9463
1170 | 5066.8802 | 4694.2311 | 372.649 | 502.6256 | 0.47176 | 132.4181
1175 | 5066.8802 | 4715.7336 | 351.1465 | 502.8339 | 0.44435 | 132.8624
1180 | 5066.8802 | 4736.003 | 330.8772 | 503.0298 | 0.41854 | 133.281
1185 | 5066.8802 | 4755.1091 | 311.7711 | 503.214 | 0.39423 | 133.6752
1190 | 5066.8802 | 4773.1179 | 293.7623 | 503.3872 | 0.37133 | 134.0465
1195 | 5066.8802 | 4790.0919 | 276.7883 | 503.5502 | 0.34976 | 134.3963
1200 | 5335.8119 | 4806.0899 | 529.722 | 503.7035 | 0.66917 | 135.0655
1205 | 5335.8119 | 4836.7248 | 499.0871 | 503.9962 | 0.63011 | 135.6956
1210 | 5335.8119 | 4865.6038 | 470.2081 | 504.2711 | 0.59332 | 136.2889
1215 | 5335.8119 | 4892.8258 | 442.986 | 504.5295 | 0.55869 | 136.8476
1220 | 5335.8119 | 4918.4845 | 417.3274 | 504.7722 | 0.52607 | 137.3736
1225 | 5335.8119 | 4942.6682 | 393.1437 | 505.0004 | 0.49537 | 137.869
1230 | 5335.8119 | 4965.4605 | 370.3514 | 505.2148 | 0.46645 | 138.3355
1235 | 5335.8119 | 4986.9403 | 348.8715 | 505.4163 | 0.43922 | 138.7747
1240 | 5335.8119 | 5007.1824 | 328.6295 | 505.6058 | 0.41358 | 139.1883
1245 | 5335.8119 | 5026.2571 | 309.5548 | 505.7839 | 0.38944 | 139.5777
1250 | 5335.8119 | 5044.231 | 291.5809 | 505.9514 | 0.3667 | 139.9444
1255 | 5335.8119 | 5061.1669 | 274.6449 | 506.1089 | 0.3453 | 140.2897
1260 | 5600.6341 | 5077.1242 | 523.5099 | 506.2571 | 0.65799 | 140.9477
1265 | 5600.6341 | 5107.5589 | 493.0752 | 506.5388 | 0.61939 | 141.5671
1270 | 5600.6341 | 5136.2407 | 464.3935 | 506.8035 | 0.58306 | 142.1501
1275 | 5600.6341 | 5163.2687 | 437.3655 | 507.052 | 0.54886 | 142.699
1280 | 5600.6341 | 5188.7367 | 411.8975 | 507.2856 | 0.51666 | 143.2157
1285 | 5600.6341 | 5212.7333 | 387.9008 | 507.505 | 0.48635 | 143.702
1290 | 5600.6341 | 5235.3423 | 365.2918 | 507.7112 | 0.45781 | 144.1598
1295 | 5600.6341 | 5256.6428 | 343.9913 | 507.9049 | 0.43095 | 144.5908
1300 | 5600.6341 | 5276.7095 | 323.9246 | 508.087 | 0.40567 | 144.9964
1305 | 5600.6341 | 5295.613 | 305.0212 | 508.2582 | 0.38187 | 145.3783
1310 | 5600.6341 | 5313.4198 | 287.2143 | 508.4191 | 0.35946 | 145.7378
1315 | 5600.6341 | 5330.1929 | 270.4412 | 508.5704 | 0.33837 | 146.0761
1320 | 5862.0259 | 5345.9917 | 516.0342 | 508.7126 | 0.64546 | 146.7216
1325 | 5862.0259 | 5376.1558 | 485.8701 | 508.9835 | 0.60741 | 147.329
1330 | 5862.0259 | 5404.5735 | 457.4524 | 509.2378 | 0.5716 | 147.9006
1335 | 5862.0259 | 5431.3442 | 430.6817 | 509.4767 | 0.5379 | 148.4385
1340 | 5862.0259 | 5456.5616 | 405.4642 | 509.701 | 0.50618 | 148.9447
1345 | 5862.0259 | 5480.3145 | 381.7114 | 509.9118 | 0.47633 | 149.421
1350 | 5862.0259 | 5502.6865 | 359.3394 | 510.1098 | 0.44824 | 149.8692
1355 | 5862.0259 | 5523.7567 | 338.2692 | 510.2958 | 0.4218 | 150.291
1360 | 5862.0259 | 5543.5999 | 318.426 | 510.4706 | 0.39692 | 150.688
1365 | 5862.0259 | 5562.2866 | 299.7393 | 510.6348 | 0.37351 | 151.0615
1370 | 5862.0259 | 5579.8833 | 282.1426 | 510.7892 | 0.35147 | 151.4129
1375 | 5862.0259 | 5596.4529 | 265.573 | 510.9343 | 0.33074 | 151.7437
1380 | 6797.0375 | 5612.0546 | 1184.9829 | 511.0706 | 1.4754 | 153.219
1385 | 6797.0375 | 5681.7658 | 1115.2718 | 511.6771 | 1.3869 | 154.606
1390 | 6797.0375 | 5747.4701 | 1049.5674 | 512.2445 | 1.3038 | 155.9097
1395 | 6797.0375 | 5809.3881 | 987.6494 | 512.7756 | 1.2256 | 157.1353
1400 | 6797.0375 | 5867.7291 | 929.3085 | 513.2727 | 1.1521 | 158.2874
1405 | 6797.0375 | 5922.6915 | 874.3461 | 513.7383 | 1.0829 | 159.3703
1410 | 6797.0375 | 5974.4638 | 822.5738 | 514.1743 | 1.018 | 160.3883
1415 | 6797.0375 | 6023.2245 | 773.813 | 514.5829 | 0.95686 | 161.3451
1420 | 6797.0375 | 6069.1431 | 727.8944 | 514.9657 | 0.89941 | 162.2445
1425 | 6797.0375 | 6112.3798 | 684.6577 | 515.3244 | 0.84539 | 163.0899
1430 | 6797.0375 | 6153.0867 | 643.9509 | 515.6608 | 0.79461 | 163.8845
1435 | 6797.0375 | 6191.4074 | 605.6301 | 515.9761 | 0.74687 | 164.6314
1440 | 7718.1883 | 6227.4781 | 1490.7102 | 516.2718 | 1.8373 | 166.4687
1445 | 7718.1883 | 6316.4297 | 1401.7586 | 516.9963 | 1.7252 | 168.194
1450 | 7718.1883 | 6400.2394 | 1317.9489 | 517.6729 | 1.62 | 169.8139
1455 | 7718.1883 | 6479.1868 | 1239.0015 | 518.3052 | 1.5211 | 171.335
1460 | 7718.1883 | 6553.5381 | 1164.6502 | 518.8961 | 1.4282 | 172.7632
1465 | 7718.1883 | 6623.5464 | 1094.6419 | 519.4486 | 1.3409 | 174.1041
1470 | 7718.1883 | 6689.4524 | 1028.7359 | 519.9652 | 1.2589 | 175.363
1475 | 7718.1883 | 6751.4849 | 966.7034 | 520.4486 | 1.1819 | 176.5449
1480 | 7718.1883 | 6809.861 | 908.3273 | 520.9008 | 1.1096 | 177.6545
1485 | 7718.1883 | 6864.787 | 853.4014 | 521.324 | 1.0416 | 178.6961
1490 | 7718.1883 | 6916.4582 | 801.7301 | 521.7201 | 0.97781 | 179.6739
1495 | 7718.1883 | 6965.0602 | 753.1281 | 522.0909 | 0.91789 | 180.5918
1500 | 10402.1516 | 7010.7685 | 3391.3832 | 522.4382 | 4.1305 | 184.7223
1505 | 10402.1516 | 7217.4871 | 3184.6645 | 523.9906 | 3.8673 | 188.5896
1510 | 10402.1516 | 7412.5757 | 2989.5759 | 525.4294 | 3.6204 | 192.2101
1515 | 10402.1516 | 7596.5893 | 2805.5623 | 526.7643 | 3.389 | 195.599
1520 | 10402.1516 | 7770.065 | 2632.0867 | 528.0039 | 3.172 | 198.771
1525 | 10402.1516 | 7933.5219 | 2468.6297 | 529.1558 | 2.9685 | 201.7395
1530 | 10402.1516 | 8087.4618 | 2314.6899 | 530.2269 | 2.7778 | 204.5173
1535 | 10402.1516 | 8232.3686 | 2169.783 | 531.2234 | 2.599 | 207.1163
1540 | 10402.1516 | 8368.7089 | 2033.4427 | 532.151 | 2.4314 | 209.5477
1545 | 10402.1516 | 8496.9319 | 1905.2197 | 533.0149 | 2.2744 | 211.8221
1550 | 10402.1516 | 8617.4693 | 1784.6824 | 533.8197 | 2.1273 | 213.9495
1555 | 10402.1516 | 8730.7353 | 1671.4163 | 534.5697 | 1.9895 | 215.939
1560 | 10124.5225 | 8837.1273 | 1287.3953 | 535.2689 | 1.5304 | 217.4694
1565 | 10124.5225 | 8919.2748 | 1205.2477 | 535.8053 | 1.4313 | 218.9007
1570 | 10124.5225 | 8996.3468 | 1128.1757 | 536.3058 | 1.3385 | 220.2392
1575 | 10124.5225 | 9068.637 | 1055.8855 | 536.773 | 1.2517 | 221.4909
1580 | 10124.5225 | 9136.4243 | 988.0983 | 537.2092 | 1.1704 | 222.6613
1585 | 10124.5225 | 9199.9735 | 924.5491 | 537.6163 | 1.0943 | 223.7555
1590 | 10124.5225 | 9259.5357 | 864.9868 | 537.9964 | 1.023 | 224.7786
1595 | 10124.5225 | 9315.3489 | 809.1736 | 538.3514 | 0.9564 | 225.735
1600 | 10124.5225 | 9367.6383 | 756.8843 | 538.6828 | 0.89405 | 226.629
1605 | 10124.5225 | 9416.6167 | 707.9058 | 538.9923 | 0.83572 | 227.4648
1610 | 10124.5225 | 9462.4855 | 662.037 | 539.2813 | 0.78115 | 228.2459
1615 | 10124.5225 | 9505.4347 | 619.0878 | 539.5512 | 0.73011 | 228.976
1620 | 9822.8841 | 9545.6436 | 277.2405 | 539.8032 | 0.3268 | 229.3028
1625 | 9822.8841 | 9563.6624 | 259.2218 | 539.916 | 0.3055 | 229.6083
1630 | 9822.8841 | 9580.5181 | 242.366 | 540.0213 | 0.28558 | 229.8939
1635 | 9822.8841 | 9596.2849 | 226.5992 | 540.1198 | 0.26695 | 230.1608
1640 | 9822.8841 | 9611.0323 | 211.8518 | 540.2118 | 0.24954 | 230.4104
1645 | 9822.8841 | 9624.8253 | 198.0588 | 540.2978 | 0.23325 | 230.6436
1650 | 9822.8841 | 9637.725 | 185.1591 | 540.3782 | 0.21803 | 230.8617
1655 | 9822.8841 | 9649.7887 | 173.0954 | 540.4533 | 0.20379 | 231.0655
1660 | 9822.8841 | 9661.0701 | 161.814 | 540.5235 | 0.19049 | 231.2559
1665 | 9822.8841 | 9671.6194 | 151.2647 | 540.5891 | 0.17805 | 231.434
1670 | 9822.8841 | 9681.4838 | 141.4004 | 540.6504 | 0.16642 | 231.6004
1675 | 9822.8841 | 9690.7072 | 132.1769 | 540.7077 | 0.15555 | 231.756
1680 | 10303.6989 | 9699.3312 | 604.3676 | 540.7612 | 0.71115 | 232.4671
1685 | 10303.6989 | 9738.7972 | 564.9017 | 541.0059 | 0.66441 | 233.1315
1690 | 10303.6989 | 9775.725 | 527.9738 | 541.2343 | 0.62072 | 233.7522
1695 | 10303.6989 | 9810.273 | 493.4258 | 541.4476 | 0.57987 | 234.3321
1700 | 10303.6989 | 9842.5903 | 461.1085 | 541.6468 | 0.54169 | 234.8738
1705 | 10303.6989 | 9872.8172 | 430.8817 | 541.8328 | 0.50601 | 235.3798
1710 | 10303.6989 | 9901.0855 | 402.6134 | 542.0064 | 0.47266 | 235.8525
1715 | 10303.6989 | 9927.5193 | 376.1795 | 542.1685 | 0.4415 | 236.294
1720 | 10303.6989 | 9952.2351 | 351.4637 | 542.3199 | 0.41237 | 236.7063
1725 | 10303.6989 | 9975.3424 | 328.3564 | 542.4613 | 0.38516 | 237.0915
1730 | 10303.6989 | 9996.9439 | 306.7549 | 542.5933 | 0.35974 | 237.4512
1735 | 10303.6989 | 10017.1361 | 286.5628 | 542.7165 | 0.33598 | 237.7872
1740 | 13619.5273 | 10036.0093 | 3583.518 | 542.8316 | 4.2006 | 241.9878
1745 | 13619.5273 | 10273.1643 | 3346.363 | 544.2681 | 3.9122 | 245.9
1750 | 13619.5273 | 10496.0474 | 3123.4799 | 545.6031 | 3.6427 | 249.5428
1755 | 13619.5273 | 10705.3436 | 2914.1837 | 546.8443 | 3.3909 | 252.9337
1760 | 13619.5273 | 10901.7253 | 2717.802 | 547.9986 | 3.1558 | 256.0895
1765 | 13619.5273 | 11085.8503 | 2533.677 | 549.0725 | 2.9362 | 259.0257
1770 | 13619.5273 | 11258.3598 | 2361.1675 | 550.0716 | 2.7313 | 261.757
1775 | 13619.5273 | 11419.8767 | 2199.6506 | 551.0013 | 2.5402 | 264.2972
1780 | 13619.5273 | 11571.0043 | 2048.523 | 551.8665 | 2.362 | 266.6592
1785 | 13619.5273 | 11712.3253 | 1907.202 | 552.6715 | 2.1958 | 268.855
1790 | 13619.5273 | 11844.4006 | 1775.1268 | 553.4206 | 2.041 | 270.896
1795 | 13619.5273 | 11967.7686 | 1651.7587 | 554.1177 | 1.8968 | 272.7927
1800 | 11092.3049 | 12082.9455 | -990.6405 | 554.7662 | -1.1362 | 271.6565
1805 | 11092.3049 | 12013.8878 | -921.5829 | 554.3776 | -1.0578 | 270.5987
1810 | 11092.3049 | 11949.7635 | -857.4585 | 554.0161 | -0.98482 | 269.6139
1815 | 11092.3049 | 11890.2038 | -797.8989 | 553.6797 | -0.91697 | 268.6969
1820 | 11092.3049 | 11834.87 | -742.5651 | 553.3667 | -0.85386 | 267.843
1825 | 11092.3049 | 11783.4503 | -691.1454 | 553.0753 | -0.79515 | 267.0479
1830 | 11092.3049 | 11735.6575 | -643.3526 | 552.8041 | -0.74053 | 266.3074
1835 | 11092.3049 | 11691.2269 | -598.922 | 552.5516 | -0.6897 | 265.6177
1840 | 11092.3049 | 11649.9143 | -557.6093 | 552.3164 | -0.6424 | 264.9753
1845 | 11092.3049 | 11611.4942 | -519.1892 | 552.0975 | -0.59838 | 264.3769
1850 | 11092.3049 | 11575.7583 | -483.4534 | 551.8936 | -0.5574 | 263.8195
1855 | 11092.3049 | 11542.5143 | -450.2094 | 551.7037 | -0.51925 | 263.3002
1860 | 8563.835 | 11511.584 | -2947.749 | 551.5268 | -3.4009 | 259.8994
1865 | 8563.835 | 11309.9143 | -2746.0793 | 550.3689 | -3.1749 | 256.7245
1870 | 8563.835 | 11123.0613 | -2559.2263 | 549.2886 | -2.9647 | 253.7598
1875 | 8563.835 | 10949.7988 | -2385.9637 | 548.2798 | -2.769 | 250.9908
1880 | 8563.835 | 10789.0203 | -2225.1852 | 547.3373 | -2.5869 | 248.4039
1885 | 8563.835 | 10639.7254 | -2075.8904 | 546.4564 | -2.4172 | 245.9867
1890 | 8563.835 | 10501.0074 | -1937.1723 | 545.6327 | -2.2591 | 243.7276
1895 | 8563.835 | 10372.0424 | -1808.2074 | 544.8621 | -2.1117 | 241.616
1900 | 8563.835 | 10252.081 | -1688.2459 | 544.1411 | -1.9742 | 239.6418
1905 | 8563.835 | 10140.4394 | -1576.6043 | 543.4663 | -1.8459 | 237.7958
1910 | 8563.835 | 10036.4932 | -1472.6582 | 542.8345 | -1.7262 | 236.0696
1915 | 8563.835 | 9939.6712 | -1375.8361 | 542.243 | -1.6145 | 234.4551
1920 | 7996.6693 | 9849.4496 | -1852.7803 | 541.689 | -2.1764 | 232.2787
1925 | 7996.6693 | 9728.3343 | -1731.665 | 540.9411 | -2.0369 | 230.2417
1930 | 7996.6693 | 9615.5026 | -1618.8333 | 540.2397 | -1.9067 | 228.335
1935 | 7996.6693 | 9510.3401 | -1513.6708 | 539.5819 | -1.785 | 226.55
1940 | 7996.6693 | 9412.2845 | -1415.6152 | 538.9649 | -1.6713 | 224.8787
1945 | 7996.6693 | 9320.8199 | -1324.1506 | 538.3861 | -1.565 | 223.3138
1950 | 7996.6693 | 9235.4725 | -1238.8032 | 537.843 | -1.4656 | 221.8482
1955 | 7996.6693 | 9155.8066 | -1159.1373 | 537.3335 | -1.3726 | 220.4755
1960 | 7996.6693 | 9081.4208 | -1084.7515 | 536.8554 | -1.2857 | 219.1898
1965 | 7996.6693 | 9011.9451 | -1015.2759 | 536.4068 | -1.2044 | 217.9855
1970 | 7996.6693 | 8947.0382 | -950.3689 | 535.9859 | -1.1282 | 216.8572
1975 | 7996.6693 | 8886.3844 | -889.7152 | 535.5909 | -1.057 | 215.8002
1980 | 7425.5239 | 8829.692 | -1404.1681 | 535.2202 | -1.6694 | 214.1308
1985 | 7425.5239 | 8740.4161 | -1314.8921 | 534.6336 | -1.5649 | 212.5659
1990 | 7425.5239 | 8657.011 | -1231.4871 | 534.0822 | -1.4672 | 211.0987
1995 | 7425.5239 | 8579.0661 | -1153.5422 | 533.5641 | -1.3757 | 209.723
2000 | 7425.5239 | 8506.2023 | -1080.6784 | 533.0771 | -1.2899 | 208.4331
2005 | 7425.5239 | 8438.0698 | -1012.5459 | 532.6193 | -1.2097 | 207.2234
2010 | 7425.5239 | 8374.3452 | -948.8212 | 532.1892 | -1.1344 | 206.089
2015 | 7425.5239 | 8314.7291 | -889.2051 | 531.7849 | -1.064 | 205.025
2020 | 7425.5239 | 8258.9444 | -833.4204 | 531.405 | -0.99794 | 204.0271
2025 | 7425.5239 | 8206.7341 | -781.2102 | 531.0479 | -0.93605 | 203.091
2030 | 7425.5239 | 8157.86 | -732.3361 | 530.7124 | -0.87805 | 202.213
2035 | 7425.5239 | 8112.1008 | -686.5768 | 530.3971 | -0.82367 | 201.3893
2040 | 6849.7051 | 8069.2507 | -1219.5456 | 530.1008 | -1.4639 | 199.9254
2045 | 6849.7051 | 7993.2746 | -1143.5695 | 529.5731 | -1.374 | 198.5514
2050 | 6849.7051 | 7922.1688 | -1072.4637 | 529.0763 | -1.2898 | 197.2615
2055 | 6849.7051 | 7855.6039 | -1005.8988 | 528.6086 | -1.2108 | 196.0507
2060 | 6849.7051 | 7793.275 | -943.5699 | 528.1684 | -1.1368 | 194.9139
2065 | 6849.7051 | 7734.8996 | -885.1945 | 527.7541 | -1.0673 | 193.8467
2070 | 6849.7051 | 7680.2156 | -830.5105 | 527.3641 | -1.0021 | 192.8446
2075 | 6849.7051 | 7628.9796 | -779.2745 | 526.9972 | -0.94091 | 191.9037
2080 | 6849.7051 | 7580.9657 | -731.2606 | 526.6518 | -0.88352 | 191.0202
2085 | 6849.7051 | 7535.9636 | -686.2585 | 526.3269 | -0.82966 | 190.1905
2090 | 6849.7051 | 7493.778 | -644.0728 | 526.0211 | -0.77911 | 189.4114
2095 | 6849.7051 | 7454.2267 | -604.5216 | 525.7334 | -0.73166 | 188.6797
2100 | 6402.8526 | 7417.1402 | -1014.2876 | 525.4628 | -1.2282 | 187.4515
2105 | 6402.8526 | 7355.0056 | -952.1529 | 525.0074 | -1.154 | 186.2975
2110 | 6402.8526 | 7296.7657 | -893.913 | 524.5783 | -1.0843 | 185.2132
2115 | 6402.8526 | 7242.1656 | -839.3129 | 524.174 | -1.0189 | 184.1943
2120 | 6402.8526 | 7190.9682 | -788.1156 | 523.793 | -0.95741 | 183.2369
2125 | 6402.8526 | 7142.9532 | -740.1006 | 523.4342 | -0.89969 | 182.3372
2130 | 6402.8526 | 7097.9156 | -695.063 | 523.0962 | -0.84549 | 181.4917
2135 | 6402.8526 | 7055.6643 | -652.8117 | 522.7778 | -0.79458 | 180.6972
2140 | 6402.8526 | 7016.0214 | -613.1688 | 522.478 | -0.74675 | 179.9504
2145 | 6402.8526 | 6978.8211 | -575.9684 | 522.1956 | -0.70183 | 179.2486
2150 | 6402.8526 | 6943.9085 | -541.0559 | 521.9298 | -0.65962 | 178.589
2155 | 6402.8526 | 6911.1393 | -508.2866 | 521.6794 | -0.61997 | 177.969
2160 | 5947.0679 | 6880.3786 | -933.3107 | 521.4437 | -1.1389 | 176.8301
2165 | 5947.0679 | 6823.9676 | -876.8997 | 521.0097 | -1.071 | 175.7591
2170 | 5947.0679 | 6771.0364 | -823.9685 | 520.6003 | -1.0071 | 174.752
2175 | 5947.0679 | 6721.3616 | -774.2937 | 520.2142 | -0.94709 | 173.805
2180 | 5947.0679 | 6674.7354 | -727.6675 | 519.8502 | -0.89068 | 172.9143
2185 | 5947.0679 | 6630.9643 | -683.8964 | 519.5069 | -0.83765 | 172.0766
2190 | 5947.0679 | 6589.8675 | -642.7996 | 519.1833 | -0.78781 | 171.2888
2195 | 5947.0679 | 6551.2769 | -604.209 | 518.8782 | -0.74095 | 170.5479
2200 | 5947.0679 | 6515.035 | -567.9671 | 518.5906 | -0.69689 | 169.851
2205 | 5947.0679 | 6480.9951 | -533.9273 | 518.3196 | -0.65547 | 169.1955
2210 | 5947.0679 | 6449.0201 | -501.9522 | 518.0642 | -0.61652 | 168.579
2215 | 5947.0679 | 6418.9818 | -471.9139 | 517.8235 | -0.57989 | 167.9991
2220 | 17079.7479 | 6390.7601 | 10688.9878 | 517.5967 | 13.1405 | 181.1396
2225 | 17079.7479 | 7038.0862 | 10041.6617 | 522.645 | 12.2254 | 193.365
2230 | 17079.7479 | 7655.5755 | 9424.1724 | 527.1878 | 11.3748 | 204.7398
2235 | 17079.7479 | 8244.0131 | 8835.7348 | 531.303 | 10.582 | 215.3218
2240 | 17079.7479 | 8804.0739 | 8275.674 | 535.0522 | 9.8418 | 225.1635
2245 | 17079.7479 | 9336.3828 | 7743.3651 | 538.4848 | 9.15 | 234.3136
2250 | 17079.7479 | 9841.5566 | 7238.1913 | 541.6404 | 8.5032 | 242.8168
2255 | 17079.7479 | 10320.231 | 6759.517 | 544.5512 | 7.8985 | 250.7153
2260 | 17079.7479 | 10773.077 | 6306.6709 | 547.2435 | 7.3331 | 258.0483
2265 | 17079.7479 | 11200.8098 | 5878.9381 | 549.739 | 6.8047 | 264.853
2270 | 17079.7479 | 11604.191 | 5475.557 | 552.0558 | 6.3112 | 271.1642
2275 | 17079.7479 | 11984.0268 | 5095.7211 | 554.2094 | 5.8506 | 277.0148
2280 | 16603.746 | 12341.1637 | 4262.5822 | 556.2127 | 4.8764 | 281.8912
2285 | 16603.746 | 12642.6042 | 3961.1418 | 557.8896 | 4.5179 | 286.4091
2290 | 16603.746 | 12925.0017 | 3678.7443 | 559.4504 | 4.1841 | 290.5932
2295 | 16603.746 | 13189.252 | 3414.494 | 560.9032 | 3.8735 | 294.4667
2300 | 16603.746 | 13436.2497 | 3167.4963 | 562.2553 | 3.5847 | 298.0514
2305 | 16603.746 | 13666.8822 | 2936.8638 | 563.5132 | 3.3162 | 301.3676
2310 | 16603.746 | 13882.0242 | 2721.7217 | 564.6833 | 3.0669 | 304.4345
2315 | 16603.746 | 14082.533 | 2521.213 | 565.7713 | 2.8355 | 307.2701
2320 | 16603.746 | 14269.2441 | 2334.5019 | 566.7825 | 2.6209 | 309.8909
2325 | 16603.746 | 14442.9681 | 2160.7779 | 567.722 | 2.4218 | 312.3127
2330 | 16603.746 | 14604.4878 | 1999.2582 | 568.5945 | 2.2373 | 314.5501
2335 | 16603.746 | 14754.5563 | 1849.1897 | 569.4043 | 2.0665 | 316.6165
2340 | 16284.9217 | 14893.8951 | 1391.0266 | 570.1558 | 1.5524 | 318.1689
2345 | 16284.9217 | 14999.0383 | 1285.8834 | 570.7226 | 1.4336 | 319.6026
2350 | 16284.9217 | 15096.4944 | 1188.4273 | 571.2477 | 1.3238 | 320.9264
2355 | 16284.9217 | 15186.7874 | 1098.1343 | 571.7342 | 1.2222 | 322.1485
2360 | 16284.9217 | 15270.4109 | 1014.5108 | 572.1846 | 1.1282 | 323.2767
2365 | 16284.9217 | 15347.8298 | 937.0919 | 572.6016 | 1.0413 | 324.3181
2370 | 16284.9217 | 15419.4802 | 865.4415 | 572.9874 | 0.96108 | 325.2792
2375 | 16284.9217 | 15485.7714 | 799.1503 | 573.3444 | 0.88691 | 326.1661
2380 | 16284.9217 | 15547.0867 | 737.835 | 573.6746 | 0.81839 | 326.9845
2385 | 16284.9217 | 15603.7844 | 681.1373 | 573.9799 | 0.7551 | 327.7395
2390 | 16284.9217 | 15656.1995 | 628.7222 | 574.2622 | 0.69665 | 328.4362
2395 | 16284.9217 | 15704.6444 | 580.2773 | 574.5231 | 0.64268 | 329.0789
2400 | 15957.1059 | 15749.4105 | 207.6954 | 574.7642 | 0.22993 | 329.3088
2405 | 15957.1059 | 15765.444 | 191.6619 | 574.8505 | 0.21215 | 329.521
2410 | 15957.1059 | 15780.2456 | 176.8603 | 574.9302 | 0.19574 | 329.7167
2415 | 15957.1059 | 15793.9092 | 163.1967 | 575.0038 | 0.1806 | 329.8973
2420 | 15957.1059 | 15806.5214 | 150.5845 | 575.0718 | 0.16662 | 330.0639
2425 | 15957.1059 | 15818.1626 | 138.9433 | 575.1345 | 0.15372 | 330.2176
2430 | 15957.1059 | 15828.9069 | 128.199 | 575.1923 | 0.14182 | 330.3595
2435 | 15957.1059 | 15838.8231 | 118.2828 | 575.2457 | 0.13084 | 330.4903
2440 | 15957.1059 | 15847.9744 | 109.1315 | 575.295 | 0.1207 | 330.611
2445 | 15957.1059 | 15856.4197 | 100.6862 | 575.3405 | 0.11136 | 330.7224
2450 | 15957.1059 | 15864.213 | 92.8929 | 575.3825 | 0.10273 | 330.8251
2455 | 15957.1059 | 15871.4046 | 85.7013 | 575.4212 | 0.094769 | 330.9199
2460 | 16149.3831 | 15878.0405 | 271.3426 | 575.457 | 0.30003 | 331.2199
2465 | 16149.3831 | 15899.0598 | 250.3233 | 575.5702 | 0.27674 | 331.4966
2470 | 16149.3831 | 15918.461 | 230.9221 | 575.6747 | 0.25524 | 331.7519
2475 | 16149.3831 | 15936.3671 | 213.016 | 575.7712 | 0.23541 | 331.9873
2480 | 16149.3831 | 15952.892 | 196.4911 | 575.8602 | 0.21712 | 332.2044
2485 | 16149.3831 | 15968.1413 | 181.2419 | 575.9424 | 0.20024 | 332.4046
2490 | 16149.3831 | 15982.2123 | 167.1708 | 576.0182 | 0.18467 | 332.5893
2495 | 16149.3831 | 15995.1954 | 154.1877 | 576.0882 | 0.1703 | 332.7596
2500 | 16149.3831 | 16007.1741 | 142.209 | 576.1527 | 0.15706 | 332.9167
2505 | 16149.3831 | 16018.2254 | 131.1577 | 576.2123 | 0.14484 | 333.0615
2510 | 16149.3831 | 16028.4206 | 120.9625 | 576.2672 | 0.13356 | 333.1951
2515 | 16149.3831 | 16037.8258 | 111.5574 | 576.3179 | 0.12317 | 333.3182
2520 | 15237.4928 | 16046.5016 | -809.0089 | 576.3646 | -0.89314 | 332.4251
2525 | 15237.4928 | 15983.65 | -746.1573 | 576.026 | -0.82424 | 331.6008
2530 | 15237.4928 | 15925.7711 | -688.2783 | 575.7141 | -0.76072 | 330.8401
2535 | 15237.4928 | 15872.458 | -634.9653 | 575.4269 | -0.70214 | 330.138
2540 | 15237.4928 | 15823.3393 | -585.8465 | 575.1623 | -0.64813 | 329.4899
2545 | 15237.4928 | 15778.0753 | -540.5826 | 574.9185 | -0.5983 | 328.8916
2550 | 15237.4928 | 15736.3554 | -498.8627 | 574.6938 | -0.55234 | 328.3392
2555 | 15237.4928 | 15697.8952 | -460.4024 | 574.4867 | -0.50995 | 327.8293
2560 | 15237.4928 | 15662.434 | -424.9412 | 574.2957 | -0.47082 | 327.3584
2565 | 15237.4928 | 15629.733 | -392.2402 | 574.1196 | -0.43473 | 326.9237
2570 | 15237.4928 | 15599.5731 | -362.0803 | 573.9572 | -0.40141 | 326.5223
2575 | 15237.4928 | 15571.7531 | -334.2604 | 573.8074 | -0.37067 | 326.1516
2580 | 14718.5148 | 15546.0885 | -827.5737 | 573.6692 | -0.91793 | 325.2337
2585 | 14718.5148 | 15482.6331 | -764.1183 | 573.3275 | -0.84805 | 324.3857
2590 | 14718.5148 | 15424.1362 | -705.6214 | 573.0125 | -0.78356 | 323.6021
2595 | 14718.5148 | 15370.1966 | -651.6818 | 572.722 | -0.72403 | 322.8781
2600 | 14718.5148 | 15320.4478 | -601.933 | 572.4541 | -0.66907 | 322.209
2605 | 14718.5148 | 15274.5541 | -556.0394 | 572.2069 | -0.61833 | 321.5907
2610 | 14718.5148 | 15232.2086 | -513.6938 | 571.9788 | -0.57147 | 321.0192
2615 | 14718.5148 | 15193.1297 | -474.6149 | 571.7683 | -0.52819 | 320.491
2620 | 14718.5148 | 15157.0592 | -438.5444 | 571.574 | -0.48821 | 320.0028
2625 | 14718.5148 | 15123.7605 | -405.2457 | 571.3946 | -0.45128 | 319.5515
2630 | 14718.5148 | 15093.016 | -374.5012 | 571.229 | -0.41717 | 319.1343
2635 | 14718.5148 | 15064.6262 | -346.1114 | 571.076 | -0.38565 | 318.7487
2640 | 14576.4913 | 15038.4073 | -461.916 | 570.9347 | -0.5148 | 318.2339
2645 | 14576.4913 | 15003.446 | -426.9547 | 570.7463 | -0.476 | 317.7579
2650 | 14576.4913 | 14971.1595 | -394.6682 | 570.5723 | -0.44014 | 317.3178
2655 | 14576.4913 | 14941.339 | -364.8477 | 570.4116 | -0.407 | 316.9108
2660 | 14576.4913 | 14913.7926 | -337.3013 | 570.2631 | -0.37636 | 316.5344
2665 | 14576.4913 | 14888.3438 | -311.8525 | 570.1259 | -0.34805 | 316.1864
2670 | 14576.4913 | 14864.8303 | -288.339 | 569.9991 | -0.32188 | 315.8645
2675 | 14576.4913 | 14843.1027 | -266.6114 | 569.8819 | -0.29769 | 315.5668
2680 | 14576.4913 | 14823.0236 | -246.5323 | 569.7736 | -0.27532 | 315.2915
2685 | 14576.4913 | 14804.4661 | -227.9748 | 569.6736 | -0.25464 | 315.0368
2690 | 14576.4913 | 14787.3137 | -210.8224 | 569.5811 | -0.23552 | 314.8013
2695 | 14576.4913 | 14771.4587 | -194.9674 | 569.4955 | -0.21784 | 314.5835
2700 | 14433.5932 | 14756.8021 | -323.2089 | 569.4165 | -0.36118 | 314.2223
2705 | 14433.5932 | 14732.5188 | -298.9256 | 569.2855 | -0.33412 | 313.8882
2710 | 14433.5932 | 14710.0738 | -276.4806 | 569.1644 | -0.3091 | 313.5791
2715 | 14433.5932 | 14689.3261 | -255.7329 | 569.0524 | -0.28596 | 313.2931
2720 | 14433.5932 | 14670.1455 | -236.5523 | 568.9489 | -0.26456 | 313.0286
2725 | 14433.5932 | 14652.4122 | -218.8191 | 568.8532 | -0.24477 | 312.7838
2730 | 14433.5932 | 14636.0158 | -202.4226 | 568.7647 | -0.22646 | 312.5573
2735 | 14433.5932 | 14620.8543 | -187.2612 | 568.6828 | -0.20953 | 312.3478
2740 | 14433.5932 | 14606.8339 | -173.2408 | 568.6071 | -0.19387 | 312.1539
2745 | 14433.5932 | 14593.8679 | -160.2747 | 568.5371 | -0.17938 | 311.9746
2750 | 14433.5932 | 14581.8763 | -148.2831 | 568.4724 | -0.16598 | 311.8086
2755 | 14433.5932 | 14570.7853 | -137.1922 | 568.4125 | -0.15358 | 311.655
2760 | 14289.7619 | 14560.5268 | -270.765 | 568.3571 | -0.30314 | 311.3519
2765 | 14289.7619 | 14540.2898 | -250.5279 | 568.2478 | -0.28053 | 311.0713
2770 | 14289.7619 | 14521.575 | -231.8131 | 568.1467 | -0.25962 | 310.8117
2775 | 14289.7619 | 14504.2666 | -214.5047 | 568.0532 | -0.24028 | 310.5714
2780 | 14289.7619 | 14488.2576 | -198.4957 | 567.9667 | -0.22238 | 310.3491
2785 | 14289.7619 | 14473.4495 | -183.6876 | 567.8867 | -0.20582 | 310.1432
2790 | 14289.7619 | 14459.7514 | -169.9895 | 567.8127 | -0.19049 | 309.9527
2795 | 14289.7619 | 14447.0792 | -157.3173 | 567.7442 | -0.17632 | 309.7764
2800 | 14289.7619 | 14435.3555 | -145.5937 | 567.6809 | -0.16319 | 309.6132
2805 | 14289.7619 | 14424.5088 | -134.747 | 567.6222 | -0.15105 | 309.4622
2810 | 14289.7619 | 14414.473 | -124.7111 | 567.568 | -0.13981 | 309.3224
2815 | 14289.7619 | 14405.187 | -115.4252 | 567.5178 | -0.12942 | 309.193
2820 | 16351.2868 | 14396.5946 | 1954.6922 | 567.4713 | 2.1918 | 311.3848
2825 | 16351.2868 | 14542.4841 | 1808.8027 | 568.2597 | 2.0254 | 313.4101
2830 | 16351.2868 | 14677.9935 | 1673.2933 | 568.9912 | 1.8713 | 315.2814
2835 | 16351.2868 | 14803.7879 | 1547.4989 | 569.6699 | 1.7285 | 317.0099
2840 | 16351.2868 | 14920.5003 | 1430.7864 | 570.2992 | 1.5964 | 318.6063
2845 | 16351.2868 | 15028.732 | 1322.5548 | 570.8826 | 1.4741 | 320.0804
2850 | 16351.2868 | 15129.0521 | 1222.2346 | 571.4231 | 1.361 | 321.4414
2855 | 16351.2868 | 15221.9987 | 1129.2881 | 571.9238 | 1.2564 | 322.6978
2860 | 16351.2868 | 15308.079 | 1043.2078 | 572.3875 | 1.1597 | 323.8575
2865 | 16351.2868 | 15387.7706 | 963.5162 | 572.8167 | 1.0703 | 324.9279
2870 | 16351.2868 | 15461.5221 | 889.7646 | 573.2138 | 0.9877 | 325.9156
2875 | 16351.2868 | 15529.7546 | 821.5322 | 573.5813 | 0.91137 | 326.8269
2880 | 19752.319 | 15592.8623 | 4159.4567 | 573.9211 | 4.6116 | 331.4385
2885 | 19752.319 | 15914.3856 | 3837.9333 | 575.6528 | 4.2423 | 335.6808
2890 | 19752.319 | 16213.4353 | 3538.8836 | 577.2645 | 3.9008 | 339.5817
2895 | 19752.319 | 16491.2199 | 3261.0991 | 578.7631 | 3.5853 | 343.167
2900 | 19752.319 | 16748.9389 | 3003.3801 | 580.1553 | 3.2941 | 346.461
2905 | 19752.319 | 16987.7731 | 2764.5459 | 581.4474 | 3.0254 | 349.4864
2910 | 19752.319 | 17208.8759 | 2543.4431 | 582.6455 | 2.7777 | 352.2641
2915 | 19752.319 | 17413.3667 | 2338.9522 | 583.7555 | 2.5495 | 354.8136
2920 | 19752.319 | 17602.3255 | 2149.9935 | 584.7828 | 2.3394 | 357.153
2925 | 19752.319 | 17776.7887 | 1975.5302 | 585.733 | 2.1461 | 359.2991
2930 | 19752.319 | 17937.7467 | 1814.5723 | 586.6111 | 1.9683 | 361.2674
2935 | 19752.319 | 18086.1414 | 1666.1776 | 587.4219 | 1.8048 | 363.0723
2940 | 23608.3482 | 18222.8658 | 5385.4824 | 588.1702 | 5.8262 | 368.8985
2945 | 23608.3482 | 18668.5389 | 4939.8094 | 590.6173 | 5.3219 | 374.2204
2950 | 23608.3482 | 19081.4655 | 4526.8827 | 592.8968 | 4.8583 | 379.0788
2955 | 23608.3482 | 19463.3603 | 4144.988 | 595.0162 | 4.4326 | 383.5114
2960 | 23608.3482 | 19815.968 | 3792.3802 | 596.9833 | 4.0422 | 387.5535
2965 | 23608.3482 | 20141.0378 | 3467.3104 | 598.806 | 3.6844 | 391.238
2970 | 23608.3482 | 20440.3014 | 3168.0468 | 600.492 | 3.357 | 394.595
2975 | 23608.3482 | 20715.4551 | 2892.8931 | 602.0492 | 3.0575 | 397.6525
2980 | 23608.3482 | 20968.1456 | 2640.2026 | 603.4854 | 2.7838 | 400.4363
2985 | 23608.3482 | 21199.9594 | 2408.3889 | 604.8083 | 2.5338 | 402.9701
2990 | 23608.3482 | 21412.4144 | 2195.9338 | 606.0252 | 2.3057 | 405.2757
2995 | 23608.3482 | 21606.9549 | 2001.3933 | 607.1433 | 2.0975 | 407.3733
3000 | 26889.3831 | 21784.9477 | 5104.4354 | 608.1696 | 5.3406 | 412.7139
3005 | 26889.3831 | 22242.5425 | 4646.8406 | 610.8226 | 4.8407 | 417.5546
3010 | 26889.3831 | 22662.8319 | 4226.5512 | 613.2782 | 4.3853 | 421.9398
3015 | 26889.3831 | 23048.1777 | 3841.2055 | 615.5458 | 3.9708 | 425.9106
3020 | 26889.3831 | 23400.9214 | 3488.4617 | 617.6354 | 3.5939 | 429.5045
3025 | 26889.3831 | 23723.3553 | 3166.0278 | 619.5571 | 3.2516 | 432.7561
3030 | 26889.3831 | 24017.6992 | 2871.684 | 621.3213 | 2.9409 | 435.697
3035 | 26889.3831 | 24286.0834 | 2603.2998 | 622.9381 | 2.6592 | 438.3562
3040 | 26889.3831 | 24530.537 | 2358.8461 | 624.4177 | 2.4038 | 440.76
3045 | 26889.3831 | 24752.9801 | 2136.4031 | 625.7698 | 2.1724 | 442.9323
3050 | 26889.3831 | 24955.219 | 1934.1641 | 627.0038 | 1.9629 | 444.8952
3055 | 26889.3831 | 25138.9453 | 1750.4379 | 628.1289 | 1.7732 | 446.6684
3060 | 29737.5843 | 25305.736 | 4431.8484 | 629.1535 | 4.4822 | 451.1506
3065 | 29737.5843 | 25730.8104 | 4006.7739 | 631.7788 | 4.0355 | 455.1861
3070 | 29737.5843 | 26117.8158 | 3619.7685 | 634.1868 | 3.6319 | 458.818
3075 | 29737.5843 | 26469.635 | 3267.9493 | 636.3904 | 3.2675 | 462.0855
3080 | 29737.5843 | 26789.039 | 2948.5453 | 638.4032 | 2.9389 | 465.0244
3085 | 29737.5843 | 27078.6669 | 2658.9175 | 640.2382 | 2.6426 | 467.6669
3090 | 29737.5843 | 27341.0128 | 2396.5715 | 641.9086 | 2.3757 | 470.0426
3095 | 29737.5843 | 27578.4185 | 2159.1659 | 643.427 | 2.1353 | 472.1779
3100 | 29737.5843 | 27793.0702 | 1944.5141 | 644.8052 | 1.9189 | 474.0967
3105 | 29737.5843 | 27986.9997 | 1750.5846 | 646.055 | 1.7242 | 475.8209
3110 | 29737.5843 | 28162.0868 | 1575.4975 | 647.1869 | 1.549 | 477.3699
3115 | 29737.5843 | 28320.0649 | 1417.5194 | 648.2112 | 1.3915 | 478.7614
3120 | 32249.2425 | 28462.5271 | 3786.7154 | 649.1373 | 3.7119 | 482.4733
3125 | 32249.2425 | 28845.1123 | 3404.1302 | 651.6356 | 3.324 | 485.7973
3130 | 32249.2425 | 29190.9082 | 3058.3343 | 653.9079 | 2.976 | 488.7733
3135 | 32249.2425 | 29503.0726 | 2746.1698 | 655.9707 | 2.6638 | 491.4372
3140 | 32249.2425 | 29784.5723 | 2464.6702 | 657.8401 | 2.384 | 493.8212
3145 | 32249.2425 | 30038.1757 | 2211.0668 | 659.5319 | 2.1332 | 495.9544
3150 | 32249.2425 | 30266.4523 | 1982.7902 | 661.0608 | 1.9085 | 497.8629
3155 | 32249.2425 | 30471.7754 | 1777.467 | 662.4408 | 1.7073 | 499.5702
3160 | 32249.2425 | 30656.3284 | 1592.9141 | 663.6853 | 1.5272 | 501.0974
3165 | 32249.2425 | 30822.1125 | 1427.13 | 664.8064 | 1.3659 | 502.4634
3170 | 32249.2425 | 30970.9568 | 1278.2856 | 665.8155 | 1.2216 | 503.685
3175 | 32249.2425 | 31104.5286 | 1144.7139 | 666.7231 | 1.0925 | 504.7775
3180 | 42921.5629 | 31224.344 | 11697.2188 | 667.5389 | 11.1499 | 515.9274
3185 | 42921.5629 | 32467.0472 | 10454.5157 | 676.0921 | 9.8393 | 525.7667
3190 | 42921.5629 | 33594.3065 | 9327.2563 | 683.9936 | 8.677 | 534.4437
3195 | 42921.5629 | 34612.8324 | 8308.7305 | 691.2472 | 7.6483 | 542.092
3200 | 42921.5629 | 35530.0195 | 7391.5434 | 697.87 | 6.7395 | 548.8315
3205 | 42921.5629 | 36353.5738 | 6567.9891 | 703.8887 | 5.9374 | 554.7689
3210 | 42921.5629 | 37091.2313 | 5830.3316 | 709.3364 | 5.2301 | 559.9989
3215 | 42921.5629 | 37750.5546 | 5171.0083 | 714.2502 | 4.6067 | 564.6057
3220 | 42921.5629 | 38338.7928 | 4582.77 | 718.6691 | 4.0576 | 568.6632
3225 | 42921.5629 | 38862.7908 | 4058.772 | 722.6329 | 3.5739 | 572.2371
3230 | 42921.5629 | 39328.9363 | 3592.6265 | 726.1804 | 3.148 | 575.3851
3235 | 42921.5629 | 39743.1351 | 3178.4277 | 729.3493 | 2.773 | 578.1581
3240 | 35973.1228 | 40110.8065 | -4137.6837 | 732.1752 | -3.5959 | 574.5622
3245 | 35973.1228 | 39634.5274 | -3661.4046 | 728.5168 | -3.198 | 571.3642
3250 | 35973.1228 | 39214.6797 | -3241.5569 | 725.309 | -2.8438 | 568.5204
3255 | 35973.1228 | 38844.2545 | -2871.1317 | 722.4922 | -2.5286 | 565.9918
3260 | 35973.1228 | 38517.1756 | -2544.0528 | 720.0156 | -2.2483 | 563.7435
3265 | 35973.1228 | 38228.1645 | -2255.0417 | 717.8356 | -1.9989 | 561.7446
3270 | 35973.1228 | 37972.6261 | -1999.5033 | 715.9146 | -1.7772 | 559.9674
3275 | 35973.1228 | 37746.5527 | -1773.4299 | 714.2202 | -1.58 | 558.3874
3280 | 35973.1228 | 37546.4427 | -1573.3198 | 712.7245 | -1.4046 | 556.9828
3285 | 35973.1228 | 37369.2314 | -1396.1086 | 711.4032 | -1.2487 | 555.7341
3290 | 35973.1228 | 37212.2329 | -1239.1101 | 710.2351 | -1.1101 | 554.624
3295 | 35973.1228 | 37073.0895 | -1099.9667 | 709.2018 | -0.98691 | 553.6371
3300 | 26413.3331 | 36949.7292 | -10536.3961 | 708.2873 | -9.4656 | 544.1714
3305 | 26413.3331 | 35782.5741 | -9369.2411 | 699.7086 | -8.5203 | 535.6512
3310 | 26413.3331 | 34756.4161 | -8343.083 | 692.2783 | -7.6685 | 527.9827
3315 | 26413.3331 | 33852.2198 | -7438.8867 | 685.8202 | -6.9018 | 521.0808
3320 | 26413.3331 | 33053.827 | -6640.4939 | 680.1884 | -6.2121 | 514.8688
3325 | 26413.3331 | 32347.4839 | -5934.1508 | 675.262 | -5.5918 | 509.277
3330 | 26413.3331 | 31721.4483 | -5308.1153 | 670.9403 | -5.0341 | 504.2428
3335 | 26413.3331 | 31165.6637 | -4752.3306 | 667.1392 | -4.5327 | 499.7102
3340 | 26413.3331 | 30671.4892 | -4258.1562 | 663.7877 | -4.0819 | 495.6283
3345 | 26413.3331 | 30231.4769 | -3818.1438 | 660.8261 | -3.6765 | 491.9518
3350 | 26413.3331 | 29839.186 | -3425.8529 | 658.2038 | -3.3119 | 488.64
3355 | 26413.3331 | 29489.0302 | -3075.6971 | 655.8776 | -2.9839 | 485.656
3360 | 24304.0948 | 29176.1493 | -4872.0545 | 653.8106 | -4.7416 | 480.9144
3365 | 24304.0948 | 28683.9857 | -4379.8909 | 650.5814 | -4.2838 | 476.6306
3370 | 24304.0948 | 28244.5879 | -3940.4931 | 647.7214 | -3.871 | 472.7596
3375 | 24304.0948 | 27851.7591 | -3547.6643 | 645.183 | -3.4989 | 469.2607
3380 | 24304.0948 | 27500.1224 | -3196.0276 | 642.9255 | -3.1631 | 466.0976
3385 | 24304.0948 | 27184.9974 | -2880.9026 | 640.9143 | -2.8602 | 463.2374
3390 | 24304.0948 | 26902.2977 | -2598.203 | 639.1196 | -2.5868 | 460.6507
3395 | 24304.0948 | 26648.4455 | -2344.3508 | 637.5158 | -2.3399 | 458.3108
3400 | 24304.0948 | 26420.2998 | -2116.205 | 636.0806 | -2.117 | 456.1938
3405 | 24304.0948 | 26215.0959 | -1911.0011 | 634.7947 | -1.9155 | 454.2783
3410 | 24304.0948 | 26030.3948 | -1726.3 | 633.6414 | -1.7336 | 452.5447
3415 | 24304.0948 | 25864.04 | -1559.9452 | 632.6059 | -1.5691 | 450.9756
3420 | 22005.2072 | 25714.1208 | -3708.9136 | 631.6754 | -3.7361 | 447.2395
3425 | 22005.2072 | 25359.6224 | -3354.4152 | 629.4852 | -3.3908 | 443.8488
3430 | 22005.2072 | 25040.883 | -3035.6758 | 627.5279 | -3.0781 | 440.7706
3435 | 22005.2072 | 24753.9726 | -2748.7654 | 625.7758 | -2.795 | 437.9756
3440 | 22005.2072 | 24495.4471 | -2490.2399 | 624.2049 | -2.5385 | 435.4371
3445 | 22005.2072 | 24262.28 | -2257.0728 | 622.7944 | -2.306 | 433.1311
3450 | 22005.2072 | 24051.8041 | -2046.5969 | 621.5263 | -2.0953 | 431.0358
3455 | 22005.2072 | 23861.6633 | -1856.4561 | 620.3849 | -1.9041 | 429.1317
3460 | 22005.2072 | 23689.7709 | -1684.5637 | 619.3564 | -1.7307 | 427.401
3465 | 22005.2072 | 23534.2753 | -1529.0681 | 618.4288 | -1.5733 | 425.8278
3470 | 22005.2072 | 23393.5296 | -1388.3224 | 617.5915 | -1.4304 | 424.3974
3475 | 22005.2072 | 23266.0664 | -1260.8592 | 616.835 | -1.3007 | 423.0967
3480 | 19478.7142 | 23150.576 | -3671.8618 | 616.151 | -3.792 | 419.3048
3485 | 19478.7142 | 22816.0994 | -3337.3852 | 614.1782 | -3.4576 | 415.8471
3490 | 19478.7142 | 22513.9815 | -3035.2673 | 612.4064 | -3.1537 | 412.6934
3495 | 19478.7142 | 22240.7788 | -2762.0646 | 610.8123 | -2.8773 | 409.8161
3500 | 19478.7142 | 21993.4651 | -2514.7509 | 609.3759 | -2.6259 | 407.1902
3505 | 19478.7142 | 21769.3727 | -2290.6585 | 608.0796 | -2.397 | 404.7932
3510 | 19478.7142 | 21566.1434 | -2087.4292 | 606.9084 | -2.1885 | 402.6047
3515 | 19478.7142 | 21381.6875 | -1902.9733 | 605.8489 | -1.9986 | 400.606
3520 | 19478.7142 | 21214.1484 | -1735.4342 | 604.8894 | -1.8256 | 398.7804
3525 | 19478.7142 | 21061.873 | -1583.1589 | 604.0197 | -1.6678 | 397.1127
3530 | 19478.7142 | 20923.3864 | -1444.6722 | 603.2306 | -1.5239 | 395.5888
3535 | 19478.7142 | 20797.3696 | -1318.6554 | 602.5141 | -1.3926 | 394.1962
3540 | 16674.6293 | 20682.6415 | -4008.0122 | 601.8631 | -4.2374 | 389.9588
3545 | 16674.6293 | 20336.0781 | -3661.4488 | 599.9039 | -3.8836 | 386.0752
3550 | 16674.6293 | 20021.7553 | -3347.126 | 598.1361 | -3.5607 | 382.5145
3555 | 16674.6293 | 19736.3145 | -3061.6852 | 596.5381 | -3.2658 | 379.2487
3560 | 16674.6293 | 19476.8026 | -2802.1732 | 595.091 | -2.9962 | 376.2524
3565 | 16674.6293 | 19240.6143 | -2565.985 | 593.7787 | -2.7498 | 373.5027
3570 | 16674.6293 | 19025.4451 | -2350.8157 | 592.5868 | -2.5243 | 370.9784
3575 | 16674.6293 | 18829.25 | -2154.6207 | 591.5031 | -2.3178 | 368.6606
3580 | 16674.6293 | 18650.2101 | -1975.5808 | 590.5164 | -2.1288 | 366.5318
3585 | 16674.6293 | 18486.7033 | -1812.074 | 589.6173 | -1.9556 | 364.5763
3590 | 16674.6293 | 18337.2798 | -1662.6504 | 588.7972 | -1.7968 | 362.7794
3595 | 16674.6293 | 18200.6406 | -1526.0113 | 588.0485 | -1.6512 | 361.1282
3600 | 14822.5851 | 18075.6202 | -3253.0351 | 587.3644 | -3.5241 | 357.6041
3605 | 14822.5851 | 17810.5468 | -2987.9617 | 585.9171 | -3.2449 | 354.3592
3610 | 14822.5851 | 17568.5558 | -2745.9707 | 584.5991 | -2.9888 | 351.3703
3615 | 14822.5851 | 17347.4118 | -2524.8267 | 583.3973 | -2.7538 | 348.6165
3620 | 14822.5851 | 17145.1296 | -2322.5446 | 582.2999 | -2.538 | 346.0786
3625 | 14822.5851 | 16959.9414 | -2137.3563 | 581.2967 | -2.3396 | 343.739
3630 | 14822.5851 | 16790.2687 | -1967.6836 | 580.3787 | -2.1573 | 341.5817
3635 | 14822.5851 | 16634.6987 | -1812.1136 | 579.5379 | -1.9896 | 339.5921
3640 | 14822.5851 | 16491.9642 | -1669.3791 | 578.7671 | -1.8353 | 337.7567
3645 | 14822.5851 | 16360.9259 | -1538.3408 | 578.06 | -1.6933 | 336.0634
3650 | 14822.5851 | 16240.5575 | -1417.9725 | 577.4107 | -1.5626 | 334.5008
3655 | 14822.5851 | 16129.933 | -1307.348 | 576.8143 | -1.4422 | 333.0586
3660 | 13393.0153 | 16028.2152 | -2635.1999 | 576.2661 | -2.9098 | 330.1488
3665 | 13393.0153 | 15824.0968 | -2431.0816 | 575.1664 | -2.6895 | 327.4593
3670 | 13393.0153 | 15636.7364 | -2243.7211 | 574.1574 | -2.4866 | 324.9727
3675 | 13393.0153 | 15464.619 | -2071.6037 | 573.2305 | -2.2996 | 322.6732
3680 | 13393.0153 | 15306.3869 | -1913.3717 | 572.3784 | -2.1271 | 320.5461
3685 | 13393.0153 | 15160.8205 | -1767.8052 | 571.5943 | -1.9679 | 318.5782
3690 | 13393.0153 | 15026.8214 | -1633.8061 | 570.8723 | -1.8211 | 316.7571
3695 | 13393.0153 | 14903.399 | -1510.3837 | 570.207 | -1.6855 | 315.0716
3700 | 13393.0153 | 14789.6576 | -1396.6423 | 569.5937 | -1.5602 | 313.5114
3705 | 13393.0153 | 14684.7862 | -1291.7709 | 569.0279 | -1.4445 | 312.0669
3710 | 13393.0153 | 14588.0492 | -1195.0339 | 568.5057 | -1.3376 | 310.7294
3715 | 13393.0153 | 14498.7783 | -1105.763 | 568.0236 | -1.2387 | 309.4907
3720 | 11947.4133 | 14416.3654 | -2468.9521 | 567.5782 | -2.7679 | 306.7228
3725 | 11947.4133 | 14233.1051 | -2285.6919 | 566.5869 | -2.5669 | 304.1558
3730 | 11947.4133 | 14064.2489 | -2116.8356 | 565.6722 | -2.3812 | 301.7747
3735 | 11947.4133 | 13908.5506 | -1961.1374 | 564.8274 | -2.2093 | 299.5653
3740 | 11947.4133 | 13764.888 | -1817.4748 | 564.0466 | -2.0503 | 297.515
3745 | 11947.4133 | 13632.2482 | -1684.835 | 563.3246 | -1.9031 | 295.6119
3750 | 11947.4133 | 13509.7153 | -1562.302 | 562.6564 | -1.7668 | 293.8451
3755 | 11947.4133 | 13396.459 | -1449.0458 | 562.0378 | -1.6405 | 292.2046
3760 | 11947.4133 | 13291.726 | -1344.3127 | 561.4648 | -1.5235 | 290.6811
3765 | 11947.4133 | 13194.831 | -1247.4178 | 560.9338 | -1.415 | 289.2661
3770 | 11947.4133 | 13105.1502 | -1157.7369 | 560.4416 | -1.3145 | 287.9516
3775 | 11947.4133 | 13022.1142 | -1074.701 | 559.9852 | -1.2212 | 286.7304
3780 | 10480.6434 | 12945.2035 | -2464.5601 | 559.5618 | -2.8026 | 283.9279
3785 | 10480.6434 | 12769.5356 | -2288.8922 | 558.5923 | -2.6073 | 281.3205
3790 | 10480.6434 | 12607.1498 | -2126.5064 | 557.693 | -2.4263 | 278.8943
3795 | 10480.6434 | 12456.9365 | -1976.2931 | 556.8582 | -2.2583 | 276.636
3800 | 10480.6434 | 12317.8937 | -1837.2503 | 556.0828 | -2.1023 | 274.5337
3805 | 10480.6434 | 12189.1138 | -1708.4704 | 555.3621 | -1.9575 | 272.5762
3810 | 10480.6434 | 12069.7737 | -1589.1303 | 554.6921 | -1.8229 | 270.7533
3815 | 10480.6434 | 11959.125 | -1478.4816 | 554.0689 | -1.6979 | 269.0554
3820 | 10480.6434 | 11856.4866 | -1375.8432 | 553.489 | -1.5817 | 267.4737
3825 | 10480.6434 | 11761.2371 | -1280.5937 | 552.9493 | -1.4736 | 266
3830 | 10480.6434 | 11672.809 | -1192.1656 | 552.4468 | -1.3731 | 264.6269
3835 | 10480.6434 | 11590.6832 | -1110.0398 | 551.9788 | -1.2796 | 263.3473
3840 | 8986.0947 | 11514.384 | -2528.2893 | 551.5428 | -2.9168 | 260.4304
3845 | 8986.0947 | 11341.3018 | -2355.2071 | 550.5497 | -2.7221 | 257.7083
3850 | 8986.0947 | 11180.8198 | -2194.7251 | 549.6233 | -2.5409 | 255.1675
3855 | 8986.0947 | 11031.9196 | -2045.8249 | 548.7588 | -2.3722 | 252.7953
3860 | 8986.0947 | 10893.6785 | -1907.5838 | 547.9515 | -2.2152 | 250.5801
3865 | 8986.0947 | 10765.2592 | -1779.1645 | 547.1975 | -2.0689 | 248.5112
3870 | 8986.0947 | 10645.8998 | -1659.8051 | 546.493 | -1.9326 | 246.5786
3875 | 8986.0947 | 10534.9062 | -1548.8115 | 545.8345 | -1.8055 | 244.7731
3880 | 8986.0947 | 10431.6447 | -1445.55 | 545.2188 | -1.6871 | 243.0861
3885 | 8986.0947 | 10335.5358 | -1349.4411 | 544.6432 | -1.5765 | 241.5095
3890 | 8986.0947 | 10246.049 | -1259.9543 | 544.1048 | -1.4735 | 240.036
3895 | 8986.0947 | 10162.6976 | -1176.6029 | 543.6011 | -1.3773 | 238.6588
3900 | 7454.9418 | 10085.0347 | -2630.0929 | 543.13 | -3.0813 | 235.5775
3905 | 7454.9418 | 9912.1381 | -2457.1963 | 542.0742 | -2.8843 | 232.6932
3910 | 7454.9418 | 9751.3548 | -2296.413 | 541.0836 | -2.7005 | 229.9926
3915 | 7454.9418 | 9601.7374 | -2146.7956 | 540.1539 | -2.5289 | 227.4637
3920 | 7454.9418 | 9462.4256 | -2007.4838 | 539.2809 | -2.3687 | 225.095
3925 | 7454.9418 | 9332.6365 | -1877.6947 | 538.4611 | -2.2189 | 222.8761
3930 | 7454.9418 | 9211.6564 | -1756.7146 | 537.691 | -2.0789 | 220.7972
3935 | 7454.9418 | 9098.8332 | -1643.8914 | 536.9675 | -1.948 | 218.8492
3940 | 7454.9418 | 8993.5701 | -1538.6283 | 536.2878 | -1.8256 | 217.0236
3945 | 7454.9418 | 8895.3201 | -1440.3783 | 535.6492 | -1.711 | 215.3126
3950 | 7454.9418 | 8803.5809 | -1348.6391 | 535.049 | -1.6039 | 213.7087
3955 | 7454.9418 | 8717.8908 | -1262.949 | 534.485 | -1.5035 | 212.2052
3960 | 5874.8432 | 8637.8247 | -2762.9815 | 533.9549 | -3.2926 | 208.9126
3965 | 5874.8432 | 8463.3732 | -2588.5299 | 532.7896 | -3.0915 | 205.8211
3970 | 5874.8432 | 8300.6726 | -2425.8293 | 531.6893 | -2.9031 | 202.918
3975 | 5874.8432 | 8148.835 | -2273.9918 | 530.6503 | -2.7268 | 200.1912
3980 | 5874.8432 | 8007.0523 | -2132.209 | 529.669 | -2.5615 | 197.6297
3985 | 5874.8432 | 7874.5871 | -1999.7439 | 528.7422 | -2.4066 | 195.2232
3990 | 5874.8432 | 7750.7655 | -1875.9223 | 527.8669 | -2.2613 | 192.9619
3995 | 5874.8432 | 7634.9704 | -1760.1271 | 527.0401 | -2.125 | 190.8368
4000 | 5874.8432 | 7526.6354 | -1651.7922 | 526.2593 | -1.9972 | 188.8396
4005 | 5874.8432 | 7425.2401 | -1550.3969 | 525.522 | -1.8772 | 186.9624
4010 | 5874.8432 | 7330.3057 | -1455.4625 | 524.8257 | -1.7646 | 185.1978
4015 | 5874.8432 | 7241.3904 | -1366.5472 | 524.1682 | -1.6589 | 183.5389
4020 | 5648.9534 | 7158.0869 | -1509.1334 | 523.5475 | -1.8342 | 181.7047
4025 | 5648.9534 | 7066.3008 | -1417.3473 | 522.8581 | -1.7249 | 179.9798
4030 | 5648.9534 | 6980.2863 | -1331.3329 | 522.2068 | -1.6222 | 178.3576
4035 | 5648.9534 | 6899.6569 | -1250.7035 | 521.5915 | -1.5258 | 176.8319
4040 | 5648.9534 | 6824.0547 | -1175.1013 | 521.0103 | -1.4351 | 175.3967
4045 | 5648.9534 | 6753.1485 | -1104.195 | 520.4615 | -1.35 | 174.0467
4050 | 5648.9534 | 6686.6308 | -1037.6774 | 519.9432 | -1.2699 | 172.7768
4055 | 5648.9534 | 6624.2166 | -975.2632 | 519.4538 | -1.1947 | 171.5822
4060 | 5648.9534 | 6565.6408 | -916.6873 | 518.9919 | -1.1239 | 170.4583
4065 | 5648.9534 | 6510.657 | -861.7036 | 518.5558 | -1.0574 | 169.4009
4070 | 5648.9534 | 6459.0359 | -810.0825 | 518.1443 | -0.99482 | 168.4061
4075 | 5648.9534 | 6410.5641 | -761.6106 | 517.7559 | -0.936 | 167.4701
4080 | 5423.0204 | 6365.0424 | -942.0219 | 517.3894 | -1.1585 | 166.3116
4085 | 5423.0204 | 6308.8098 | -885.7894 | 516.9344 | -1.0903 | 165.2212
4090 | 5423.0204 | 6256.0004 | -832.98 | 516.5048 | -1.0262 | 164.195
4095 | 5423.0204 | 6206.3976 | -783.3771 | 516.0991 | -0.96584 | 163.2292
4100 | 5423.0204 | 6159.7996 | -736.7791 | 515.7161 | -0.90906 | 162.3201
4105 | 5423.0204 | 6116.0182 | -692.9978 | 515.3546 | -0.85564 | 161.4645
4110 | 5423.0204 | 6074.8779 | -651.8574 | 515.0133 | -0.80538 | 160.6591
4115 | 5423.0204 | 6036.2145 | -613.194 | 514.6913 | -0.75808 | 159.901
4120 | 5423.0204 | 5999.8747 | -576.8543 | 514.3875 | -0.71358 | 159.1875
4125 | 5423.0204 | 5965.7153 | -542.6948 | 514.1008 | -0.6717 | 158.5158
4130 | 5423.0204 | 5933.6022 | -510.5818 | 513.8304 | -0.63228 | 157.8835
4135 | 5423.0204 | 5903.4101 | -480.3897 | 513.5753 | -0.59519 | 157.2883
4140 | 5197.5996 | 5875.0216 | -677.4221 | 513.3347 | -0.8397 | 156.4486
4145 | 5197.5996 | 5835.024 | -637.4244 | 512.9944 | -0.79065 | 155.658
4150 | 5197.5996 | 5797.4197 | -599.8202 | 512.6732 | -0.74447 | 154.9135
4155 | 5197.5996 | 5762.0618 | -564.4622 | 512.37 | -0.701 | 154.2125
4160 | 5197.5996 | 5728.8127 | -531.2132 | 512.0838 | -0.66008 | 153.5524
4165 | 5197.5996 | 5697.5438 | -499.9442 | 511.8137 | -0.62155 | 152.9309
4170 | 5197.5996 | 5668.1345 | -470.5349 | 511.5589 | -0.58528 | 152.3456
4175 | 5197.5996 | 5640.472 | -442.8724 | 511.3184 | -0.55113 | 151.7945
4180 | 5197.5996 | 5614.4505 | -416.851 | 511.0916 | -0.51898 | 151.2755
4185 | 5197.5996 | 5589.971 | -392.3715 | 510.8776 | -0.4887 | 150.7868
4190 | 5197.5996 | 5566.9406 | -369.341 | 510.6757 | -0.4602 | 150.3266
4195 | 5197.5996 | 5545.2721 | -347.6725 | 510.4853 | -0.43336 | 149.8932
4200 | 4974.9823 | 5524.8837 | -549.9015 | 510.3057 | -0.68568 | 149.2075
4205 | 4974.9823 | 5492.6576 | -517.6754 | 510.0211 | -0.64586 | 148.5617
4210 | 4974.9823 | 5462.3397 | -487.3574 | 509.7524 | -0.60835 | 147.9533
4215 | 4974.9823 | 5433.8147 | -458.8324 | 509.4987 | -0.57303 | 147.3803
4220 | 4974.9823 | 5406.9744 | -431.9922 | 509.2593 | -0.53976 | 146.8405
4225 | 4974.9823 | 5381.7177 | -406.7355 | 509.0333 | -0.50843 | 146.3321
4230 | 4974.9823 | 5357.9495 | -382.9673 | 508.8201 | -0.47892 | 145.8532
4235 | 4974.9823 | 5335.5807 | -360.5985 | 508.6189 | -0.45113 | 145.4021
4240 | 4974.9823 | 5314.5277 | -339.5454 | 508.4291 | -0.42495 | 144.9771
4245 | 4974.9823 | 5294.7119 | -319.7297 | 508.2501 | -0.40029 | 144.5768
4250 | 4974.9823 | 5276.0598 | -301.0776 | 508.0812 | -0.37706 | 144.1998
4255 | 4974.9823 | 5258.5022 | -283.5199 | 507.9218 | -0.35518 | 143.8446
4260 | 4764.9866 | 5241.9741 | -476.9874 | 507.7715 | -0.59773 | 143.2468
4265 | 4764.9866 | 5214.1829 | -449.1962 | 507.5182 | -0.56318 | 142.6837
4270 | 4764.9866 | 5188.0249 | -423.0382 | 507.279 | -0.53064 | 142.153
4275 | 4764.9866 | 5163.4024 | -398.4158 | 507.0533 | -0.49998 | 141.6531
4280 | 4764.9866 | 5140.224 | -375.2374 | 506.8401 | -0.47109 | 141.182
4285 | 4764.9866 | 5118.4036 | -353.4169 | 506.639 | -0.44387 | 140.7381
4290 | 4764.9866 | 5097.8605 | -332.8739 | 506.4491 | -0.41822 | 140.3199
4295 | 4764.9866 | 5078.519 | -313.5323 | 506.27 | -0.39406 | 139.9258
4300 | 4764.9866 | 5060.3079 | -295.3213 | 506.101 | -0.3713 | 139.5545
4305 | 4764.9866 | 5043.1604 | -278.1738 | 505.9415 | -0.34985 | 139.2047
4310 | 4764.9866 | 5027.0137 | -262.0271 | 505.791 | -0.32964 | 138.875
4315 | 4764.9866 | 5011.8089 | -246.8222 | 505.649 | -0.3106 | 138.5644
4320 | 4555.2819 | 4997.4903 | -442.2084 | 505.5151 | -0.55662 | 138.0078
4325 | 4555.2819 | 4971.8498 | -416.5679 | 505.2748 | -0.52459 | 137.4832
4330 | 4555.2819 | 4947.7074 | -392.4254 | 505.0478 | -0.49441 | 136.9888
4335 | 4555.2819 | 4924.9741 | -369.6922 | 504.8335 | -0.46597 | 136.5228
4340 | 4555.2819 | 4903.5667 | -348.2848 | 504.6312 | -0.43916 | 136.0837
4345 | 4555.2819 | 4883.4067 | -328.1248 | 504.4402 | -0.4139 | 135.6698
4350 | 4555.2819 | 4864.4206 | -309.1387 | 504.2599 | -0.39009 | 135.2797
4355 | 4555.2819 | 4846.5391 | -291.2572 | 504.0897 | -0.36765 | 134.912
4360 | 4555.2819 | 4829.6974 | -274.4155 | 503.9291 | -0.3465 | 134.5655
4365 | 4555.2819 | 4813.8343 | -258.5523 | 503.7776 | -0.32657 | 134.2389
4370 | 4555.2819 | 4798.8924 | -243.6104 | 503.6345 | -0.30778 | 133.9312
4375 | 4555.2819 | 4784.8177 | -229.5357 | 503.4996 | -0.29008 | 133.6411
4380 | 4346.9947 | 4771.5595 | -424.5648 | 503.3723 | -0.53669 | 133.1044
4385 | 4346.9947 | 4747.0475 | -400.0528 | 503.1363 | -0.50594 | 132.5985
4390 | 4346.9947 | 4723.9606 | -376.9659 | 502.9135 | -0.47695 | 132.1215
4395 | 4346.9947 | 4702.2148 | -355.2201 | 502.703 | -0.44963 | 131.6719
4400 | 4346.9947 | 4681.7312 | -334.7365 | 502.5043 | -0.42387 | 131.248
4405 | 4346.9947 | 4662.4356 | -315.4409 | 502.3166 | -0.39958 | 130.8484
4410 | 4346.9947 | 4644.2583 | -297.2636 | 502.1395 | -0.37669 | 130.4717
4415 | 4346.9947 | 4627.1338 | -280.1391 | 501.9722 | -0.35511 | 130.1166
4420 | 4346.9947 | 4611.0005 | -264.0058 | 501.8143 | -0.33476 | 129.7819
4425 | 4346.9947 | 4595.8005 | -248.8058 | 501.6653 | -0.31558 | 129.4663
4430 | 4346.9947 | 4581.4793 | -234.4846 | 501.5246 | -0.2975 | 129.1688
4435 | 4346.9947 | 4567.9857 | -220.991 | 501.3918 | -0.28046 | 128.8883
4440 | 4145.7601 | 4555.2715 | -409.5114 | 501.2665 | -0.51983 | 128.3685
4445 | 4145.7601 | 4531.7214 | -385.9613 | 501.0339 | -0.49017 | 127.8783
4450 | 4145.7601 | 4509.5343 | -363.7742 | 500.8142 | -0.46219 | 127.4161
4455 | 4145.7601 | 4488.6303 | -342.8702 | 500.6066 | -0.43581 | 126.9803
4460 | 4145.7601 | 4468.9343 | -323.1742 | 500.4106 | -0.41094 | 126.5694
4465 | 4145.7601 | 4450.3758 | -304.6157 | 500.2254 | -0.38748 | 126.1819
4470 | 4145.7601 | 4432.8883 | -287.1282 | 500.0506 | -0.36537 | 125.8165
4475 | 4145.7601 | 4416.4095 | -270.6494 | 499.8855 | -0.34451 | 125.472
4480 | 4145.7601 | 4400.8805 | -255.1204 | 499.7296 | -0.32484 | 125.1472
4485 | 4145.7601 | 4386.2463 | -240.4861 | 499.5824 | -0.3063 | 124.8409
4490 | 4145.7601 | 4372.4547 | -226.6946 | 499.4434 | -0.28882 | 124.5521
4495 | 4145.7601 | 4359.4569 | -213.6968 | 499.3123 | -0.27233 | 124.2797
4500 | 3979.8324 | 4347.2069 | -367.3745 | 499.1885 | -0.46829 | 123.8115
4505 | 3979.8324 | 4326.1553 | -346.3229 | 498.9752 | -0.44164 | 123.3698
4510 | 3979.8324 | 4306.3166 | -326.4842 | 498.7738 | -0.41651 | 122.9533
4515 | 3979.8324 | 4287.6202 | -307.7878 | 498.5836 | -0.39281 | 122.5605
4520 | 3979.8324 | 4269.9996 | -290.1673 | 498.4038 | -0.37045 | 122.1901
4525 | 3979.8324 | 4253.3924 | -273.56 | 498.2341 | -0.34937 | 121.8407
4530 | 3979.8324 | 4237.7397 | -257.9073 | 498.0738 | -0.32949 | 121.5112
4535 | 3979.8324 | 4222.9862 | -243.1538 | 497.9224 | -0.31073 | 121.2005
4540 | 3979.8324 | 4209.0798 | -229.2474 | 497.7795 | -0.29304 | 120.9074
4545 | 3979.8324 | 4195.9715 | -216.1391 | 497.6445 | -0.27636 | 120.6311
4550 | 3979.8324 | 4183.6152 | -203.7828 | 497.5171 | -0.26063 | 120.3704
4555 | 3979.8324 | 4171.9675 | -192.1351 | 497.3968 | -0.24579 | 120.1246
4560 | 3813.0496 | 4160.9875 | -347.938 | 497.2832 | -0.44521 | 119.6794
4565 | 3813.0496 | 4141.1106 | -328.0611 | 497.0773 | -0.41995 | 119.2595
4570 | 3813.0496 | 4122.3748 | -309.3253 | 496.8827 | -0.39612 | 118.8634
4575 | 3813.0496 | 4104.714 | -291.6644 | 496.6988 | -0.37364 | 118.4897
4580 | 3813.0496 | 4088.0659 | -275.0163 | 496.5251 | -0.35244 | 118.1373
4585 | 3813.0496 | 4072.3719 | -259.3223 | 496.3611 | -0.33244 | 117.8048
4590 | 3813.0496 | 4057.5769 | -244.5274 | 496.2061 | -0.31357 | 117.4913
4595 | 3813.0496 | 4043.629 | -230.5795 | 496.0598 | -0.29577 | 117.1955
4600 | 3813.0496 | 4030.4794 | -217.4299 | 495.9216 | -0.27898 | 116.9165
4605 | 3813.0496 | 4018.0821 | -205.0326 | 495.7911 | -0.26314 | 116.6534
4610 | 3813.0496 | 4006.3937 | -193.3442 | 495.6679 | -0.2482 | 116.4052
4615 | 3813.0496 | 3995.3736 | -182.324 | 495.5515 | -0.23411 | 116.1711
4620 | 3645.3864 | 3984.9831 | -339.5968 | 495.4417 | -0.43615 | 115.7349
4625 | 3645.3864 | 3965.6362 | -320.2498 | 495.2368 | -0.41147 | 115.3234
4630 | 3645.3864 | 3947.3965 | -302.0101 | 495.0431 | -0.38819 | 114.9353
4635 | 3645.3864 | 3930.2001 | -284.8137 | 494.8601 | -0.36622 | 114.569
4640 | 3645.3864 | 3913.9868 | -268.6004 | 494.6873 | -0.34549 | 114.2235
4645 | 3645.3864 | 3898.6998 | -253.3135 | 494.5239 | -0.32594 | 113.8976
4650 | 3645.3864 | 3884.286 | -238.8997 | 494.3697 | -0.30749 | 113.5901
4655 | 3645.3864 | 3870.6951 | -225.3087 | 494.2239 | -0.29008 | 113.3
4660 | 3645.3864 | 3857.8797 | -212.4934 | 494.0863 | -0.27366 | 113.0264
4665 | 3645.3864 | 3845.7954 | -200.4091 | 493.9563 | -0.25816 | 112.7682
4670 | 3645.3864 | 3834.4002 | -189.0139 | 493.8335 | -0.24354 | 112.5247
4675 | 3645.3864 | 3823.6546 | -178.2683 | 493.7176 | -0.22975 | 112.2949
4680 | 3476.8182 | 3813.5214 | -336.7032 | 493.6081 | -0.43404 | 111.8609
4685 | 3476.8182 | 3794.3883 | -317.5701 | 493.4011 | -0.40955 | 111.4513
4690 | 3476.8182 | 3776.347 | -299.5288 | 493.2053 | -0.38644 | 111.0649
4695 | 3476.8182 | 3759.3348 | -282.5166 | 493.0204 | -0.36462 | 110.7003
4700 | 3476.8182 | 3743.2924 | -266.4742 | 492.8456 | -0.34404 | 110.3562
4705 | 3476.8182 | 3728.1642 | -251.346 | 492.6804 | -0.32462 | 110.0316
4710 | 3476.8182 | 3713.8976 | -237.0794 | 492.5244 | -0.30629 | 109.7253
4715 | 3476.8182 | 3700.4433 | -223.6251 | 492.377 | -0.28899 | 109.4363
4720 | 3476.8182 | 3687.7548 | -210.9366 | 492.2377 | -0.27267 | 109.1636
4725 | 3476.8182 | 3675.7882 | -198.97 | 492.1062 | -0.25727 | 108.9064
4730 | 3476.8182 | 3664.5022 | -187.684 | 491.9819 | -0.24274 | 108.6636
4735 | 3476.8182 | 3653.8579 | -177.0397 | 491.8646 | -0.22903 | 108.4346
4740 | 3307.3219 | 3643.8186 | -336.4967 | 491.7538 | -0.43541 | 107.9992
4745 | 3307.3219 | 3624.7429 | -317.4209 | 491.5428 | -0.4109 | 107.5883
4750 | 3307.3219 | 3606.7528 | -299.4309 | 491.3434 | -0.38777 | 107.2005
4755 | 3307.3219 | 3589.7862 | -282.4643 | 491.1549 | -0.36594 | 106.8346
4760 | 3307.3219 | 3573.7843 | -266.4624 | 490.9767 | -0.34534 | 106.4892
4765 | 3307.3219 | 3558.6919 | -251.37 | 490.8083 | -0.32589 | 106.1634
4770 | 3307.3219 | 3544.457 | -237.1351 | 490.6492 | -0.30753 | 105.8558
4775 | 3307.3219 | 3531.0305 | -223.7086 | 490.4989 | -0.29021 | 105.5656
4780 | 3307.3219 | 3518.3663 | -211.0444 | 490.3568 | -0.27386 | 105.2918
4785 | 3307.3219 | 3506.4208 | -199.0989 | 490.2227 | -0.25843 | 105.0333
4790 | 3307.3219 | 3495.1531 | -187.8312 | 490.0959 | -0.24387 | 104.7895
4795 | 3307.3219 | 3484.5245 | -177.2026 | 489.9761 | -0.23012 | 104.5593
4800 | 3136.8773 | 3474.4986 | -337.6212 | 489.863 | -0.43855 | 104.1208
4805 | 3136.8773 | 3455.4019 | -318.5245 | 489.6472 | -0.41393 | 103.7069
4810 | 3136.8773 | 3437.3894 | -300.512 | 489.4431 | -0.39068 | 103.3162
4815 | 3136.8773 | 3420.399 | -283.5217 | 489.2502 | -0.36874 | 102.9474
4820 | 3136.8773 | 3404.3724 | -267.4951 | 489.0678 | -0.34803 | 102.5994
4825 | 3136.8773 | 3389.2546 | -252.3772 | 488.8954 | -0.32847 | 102.2709
4830 | 3136.8773 | 3374.9935 | -238.1162 | 488.7324 | -0.31002 | 101.9609
4835 | 3136.8773 | 3361.5405 | -224.6632 | 488.5785 | -0.29259 | 101.6683
4840 | 3136.8773 | 3348.8495 | -211.9721 | 488.433 | -0.27615 | 101.3922
4845 | 3136.8773 | 3336.877 | -199.9997 | 488.2955 | -0.26062 | 101.1316
4850 | 3136.8773 | 3325.5823 | -188.705 | 488.1656 | -0.24597 | 100.8856
4855 | 3136.8773 | 3314.9267 | -178.0494 | 488.0429 | -0.23214 | 100.6534
4860 | 2965.4699 | 3304.8741 | -339.4042 | 487.9269 | -0.44262 | 100.2108
4865 | 2965.4699 | 3285.7166 | -320.2468 | 487.7056 | -0.41782 | 99.793
4870 | 2965.4699 | 3267.6443 | -302.1744 | 487.4962 | -0.39441 | 99.3986
4875 | 2965.4699 | 3250.5951 | -285.1253 | 487.2983 | -0.37231 | 99.0263
4880 | 2965.4699 | 3234.5108 | -269.0409 | 487.1112 | -0.35144 | 98.6748
4885 | 2965.4699 | 3219.3364 | -253.8665 | 486.9343 | -0.33174 | 98.3431
4890 | 2965.4699 | 3205.0201 | -239.5502 | 486.7671 | -0.31314 | 98.0299
4895 | 2965.4699 | 3191.5132 | -226.0433 | 486.609 | -0.29558 | 97.7344
4900 | 2965.4699 | 3178.7696 | -213.2997 | 486.4596 | -0.279 | 97.4554
4905 | 2965.4699 | 3166.746 | -201.2761 | 486.3184 | -0.26335 | 97.192
4910 | 2965.4699 | 3155.4016 | -189.9317 | 486.185 | -0.24858 | 96.9434
4915 | 2965.4699 | 3144.6977 | -179.2279 | 486.059 | -0.23463 | 96.7088
4920 | 2793.0954 | 3134.5982 | -341.5029 | 485.9399 | -0.44718 | 96.2616
4925 | 2793.0954 | 3115.3597 | -322.2644 | 485.7126 | -0.42218 | 95.8394
4930 | 2793.0954 | 3097.2085 | -304.1131 | 485.4976 | -0.39858 | 95.4409
4935 | 2793.0954 | 3080.0826 | -286.9873 | 485.2943 | -0.37629 | 95.0646
4940 | 2793.0954 | 3063.9238 | -270.8285 | 485.102 | -0.35524 | 94.7093
4945 | 2793.0954 | 3048.6773 | -255.5819 | 484.9202 | -0.33537 | 94.374
4950 | 2793.0954 | 3034.2911 | -241.1957 | 484.7484 | -0.31661 | 94.0574
4955 | 2793.0954 | 3020.7165 | -227.6211 | 484.5859 | -0.29889 | 93.7585
4960 | 2793.0954 | 3007.9075 | -214.8121 | 484.4323 | -0.28216 | 93.4763
4965 | 2793.0954 | 2995.8207 | -202.7254 | 484.2872 | -0.26636 | 93.21
4970 | 2793.0954 | 2984.4153 | -191.32 | 484.15 | -0.25145 | 92.9585
4975 | 2793.0954 | 2973.6527 | -180.5573 | 484.0204 | -0.23737 | 92.7211
4980 | 2619.7702 | 2963.4965 | -343.7263 | 483.8979 | -0.45199 | 92.2692
4985 | 2619.7702 | 2944.1672 | -324.3971 | 483.6643 | -0.42677 | 91.8424
4990 | 2619.7702 | 2925.9281 | -306.1579 | 483.4433 | -0.40296 | 91.4394
4995 | 2619.7702 | 2908.7172 | -288.947 | 483.2343 | -0.38048 | 91.0589
5000 | 2619.7702 | 2892.4762 | -272.706 | 483.0366 | -0.35924 | 90.6997
5005 | 2619.7702 | 2877.1502 | -257.38 | 482.8497 | -0.33918 | 90.3605
5010 | 2619.7702 | 2862.6874 | -242.9172 | 482.6729 | -0.32024 | 90.0403
5015 | 2619.7702 | 2849.039 | -229.2688 | 482.5058 | -0.30235 | 89.7379
5020 | 2619.7702 | 2836.1588 | -216.3887 | 482.3479 | -0.28546 | 89.4525
5025 | 2619.7702 | 2824.0036 | -204.2334 | 482.1985 | -0.2695 | 89.183
5030 | 2619.7702 | 2812.5323 | -192.7621 | 482.0574 | -0.25444 | 88.9285
5035 | 2619.7702 | 2801.7063 | -181.9361 | 481.924 | -0.24022 | 88.6883
5040 | 2445.5554 | 2791.4892 | -345.9337 | 481.7979 | -0.45687 | 88.2314
5045 | 2445.5554 | 2772.0672 | -326.5118 | 481.5577 | -0.43144 | 87.8
5050 | 2445.5554 | 2753.7384 | -308.183 | 481.3305 | -0.40741 | 87.3926
5055 | 2445.5554 | 2736.441 | -290.8856 | 481.1156 | -0.38471 | 87.0079
5060 | 2445.5554 | 2720.1166 | -274.5612 | 480.9123 | -0.36328 | 86.6446
5065 | 2445.5554 | 2704.7102 | -259.1547 | 480.72 | -0.34303 | 86.3016
5070 | 2445.5554 | 2690.1699 | -244.6145 | 480.5382 | -0.32391 | 85.9777
5075 | 2445.5554 | 2676.4469 | -230.8915 | 480.3662 | -0.30584 | 85.6718
5080 | 2445.5554 | 2663.4951 | -217.9396 | 480.2037 | -0.28879 | 85.383
5085 | 2445.5554 | 2651.2709 | -205.7155 | 480.05 | -0.27268 | 85.1104
5090 | 2445.5554 | 2639.7334 | -194.1779 | 479.9047 | -0.25746 | 84.8529
5095 | 2445.5554 | 2628.8438 | -183.2884 | 479.7673 | -0.24309 | 84.6098
5100 | 2270.6352 | 2618.5657 | -347.9305 | 479.6375 | -0.46158 | 84.1482
5105 | 2270.6352 | 2599.0597 | -328.4245 | 479.3907 | -0.43593 | 83.7123
5110 | 2270.6352 | 2580.6498 | -310.0146 | 479.1571 | -0.41169 | 83.3006
5115 | 2270.6352 | 2563.2739 | -292.6387 | 478.9361 | -0.38879 | 82.9118
5120 | 2270.6352 | 2546.8738 | -276.2386 | 478.7271 | -0.36717 | 82.5447
5125 | 2270.6352 | 2531.3944 | -260.7592 | 478.5293 | -0.34673 | 82.1979
5130 | 2270.6352 | 2516.7838 | -246.1486 | 478.3423 | -0.32743 | 81.8705
5135 | 2270.6352 | 2502.9931 | -232.3579 | 478.1655 | -0.3092 | 81.5613
5140 | 2270.6352 | 2489.9762 | -219.341 | 477.9982 | -0.29198 | 81.2693
5145 | 2270.6352 | 2477.6895 | -207.0543 | 477.8401 | -0.27572 | 80.9936
5150 | 2270.6352 | 2466.0918 | -195.4566 | 477.6906 | -0.26036 | 80.7332
5155 | 2270.6352 | 2455.1446 | -184.5094 | 477.5493 | -0.24585 | 80.4874
5160 | 2095.9605 | 2444.8111 | -348.8505 | 477.4157 | -0.46495 | 80.0224
5165 | 2095.9605 | 2425.278 | -329.3175 | 477.1626 | -0.43915 | 79.5833
5170 | 2095.9605 | 2406.8407 | -310.8802 | 476.9231 | -0.41477 | 79.1685
5175 | 2095.9605 | 2389.4374 | -293.4769 | 476.6966 | -0.39174 | 78.7768
5180 | 2095.9605 | 2373.0099 | -277.0493 | 476.4822 | -0.36998 | 78.4068
5185 | 2095.9605 | 2357.5032 | -261.5427 | 476.2794 | -0.34942 | 78.0574
5190 | 2095.9605 | 2342.8657 | -246.9051 | 476.0876 | -0.33 | 77.7274
5195 | 2095.9605 | 2329.0483 | -233.0878 | 475.9062 | -0.31165 | 77.4157
5200 | 2095.9605 | 2316.0052 | -220.0446 | 475.7346 | -0.29431 | 77.1214
5205 | 2095.9605 | 2303.6926 | -207.7321 | 475.5723 | -0.27794 | 76.8435
5210 | 2095.9605 | 2292.0698 | -196.1092 | 475.4189 | -0.26247 | 76.581
5215 | 2095.9605 | 2281.0978 | -185.1373 | 475.2739 | -0.24787 | 76.3331
5220 | 1925.6261 | 2270.7402 | -345.1141 | 475.1368 | -0.46218 | 75.8709
5225 | 1925.6261 | 2251.4366 | -325.8106 | 474.8808 | -0.43656 | 75.4344
5230 | 1925.6261 | 2233.2143 | -307.5883 | 474.6384 | -0.41236 | 75.022
5235 | 1925.6261 | 2216.0125 | -290.3865 | 474.4091 | -0.38948 | 74.6325
5240 | 1925.6261 | 2199.7739 | -274.1479 | 474.1922 | -0.36787 | 74.2647
5245 | 1925.6261 | 2184.4444 | -258.8184 | 473.9869 | -0.34745 | 73.9172
5250 | 1925.6261 | 2169.973 | -244.3469 | 473.7928 | -0.32816 | 73.5891
5255 | 1925.6261 | 2156.3115 | -230.6854 | 473.6091 | -0.30993 | 73.2791
5260 | 1925.6261 | 2143.4144 | -217.7884 | 473.4354 | -0.29271 | 72.9864
5265 | 1925.6261 | 2131.239 | -205.6129 | 473.2712 | -0.27644 | 72.71
5270 | 1925.6261 | 2119.7447 | -194.1187 | 473.1159 | -0.26108 | 72.4489
5275 | 1925.6261 | 2108.8935 | -183.2674 | 472.9691 | -0.24656 | 72.2023
5280 | 1753.8873 | 2098.6492 | -344.7619 | 472.8302 | -0.46396 | 71.7384
5285 | 1753.8873 | 2079.3814 | -325.4941 | 472.5686 | -0.43827 | 71.3001
5290 | 1753.8873 | 2061.1916 | -307.3043 | 472.321 | -0.414 | 70.8861
5295 | 1753.8873 | 2044.0192 | -290.132 | 472.0866 | -0.39106 | 70.4951
5300 | 1753.8873 | 2027.8073 | -273.92 | 471.8649 | -0.36938 | 70.1257
5305 | 1753.8873 | 2012.502 | -258.6147 | 471.6551 | -0.34889 | 69.7768
5310 | 1753.8873 | 1998.0525 | -244.1652 | 471.4566 | -0.32954 | 69.4472
5315 | 1753.8873 | 1984.4108 | -230.5236 | 471.2688 | -0.31125 | 69.136
5320 | 1753.8873 | 1971.5318 | -217.6445 | 471.0913 | -0.29397 | 68.842
5325 | 1753.8873 | 1959.3726 | -205.4854 | 470.9234 | -0.27765 | 68.5644
5330 | 1753.8873 | 1947.8931 | -194.0059 | 470.7646 | -0.26223 | 68.3021
5335 | 1753.8873 | 1937.0552 | -183.168 | 470.6144 | -0.24766 | 68.0545
5340 | 1580.6991 | 1926.823 | -346.1239 | 470.4724 | -0.46813 | 67.5864
5345 | 1580.6991 | 1907.4911 | -326.7921 | 470.2037 | -0.44223 | 67.1441
5350 | 1580.6991 | 1889.2397 | -308.5406 | 469.9493 | -0.41776 | 66.7264
5355 | 1580.6991 | 1872.0082 | -291.3091 | 469.7085 | -0.39463 | 66.3317
5360 | 1580.6991 | 1855.7395 | -275.0405 | 469.4807 | -0.37277 | 65.959
5365 | 1580.6991 | 1840.3798 | -259.6807 | 469.2651 | -0.35212 | 65.6068
5370 | 1580.6991 | 1825.8782 | -245.1791 | 469.0611 | -0.3326 | 65.2742
5375 | 1580.6991 | 1812.1867 | -231.4876 | 468.8682 | -0.31415 | 64.9601
5380 | 1580.6991 | 1799.26 | -218.5609 | 468.6857 | -0.29673 | 64.6634
5385 | 1580.6991 | 1787.0554 | -206.3563 | 468.5131 | -0.28026 | 64.3831
5390 | 1580.6991 | 1775.5324 | -194.8333 | 468.3499 | -0.2647 | 64.1184
5395 | 1580.6991 | 1764.6529 | -183.9539 | 468.1956 | -0.25 | 63.8684
5400 | 1406.0253 | 1754.3811 | -348.3559 | 468.0496 | -0.47358 | 63.3948
5405 | 1406.0253 | 1734.9325 | -328.9072 | 467.7728 | -0.44741 | 62.9474
5410 | 1406.0253 | 1716.5699 | -310.5446 | 467.5107 | -0.42267 | 62.5247
5415 | 1406.0253 | 1699.2327 | -293.2074 | 467.2626 | -0.39928 | 62.1255
5420 | 1406.0253 | 1682.8635 | -276.8382 | 467.0278 | -0.37718 | 61.7483
5425 | 1406.0253 | 1667.4082 | -261.3829 | 466.8057 | -0.35629 | 61.392
5430 | 1406.0253 | 1652.8158 | -246.7905 | 466.5955 | -0.33655 | 61.0554
5435 | 1406.0253 | 1639.0381 | -233.0128 | 466.3966 | -0.3179 | 60.7375
5440 | 1406.0253 | 1626.0295 | -220.0043 | 466.2086 | -0.30027 | 60.4373
5445 | 1406.0253 | 1613.7472 | -207.7219 | 466.0307 | -0.28362 | 60.1536
5450 | 1406.0253 | 1602.1505 | -196.1253 | 465.8624 | -0.26788 | 59.8858
5455 | 1406.0253 | 1591.2012 | -185.176 | 465.7033 | -0.25301 | 59.6327
5460 | 1229.8466 | 1580.8632 | -351.0166 | 465.5529 | -0.47976 | 59.153
5465 | 1229.8466 | 1561.2694 | -331.4229 | 465.2672 | -0.45326 | 58.6997
5470 | 1229.8466 | 1542.7692 | -312.9226 | 464.9967 | -0.42821 | 58.2715
5475 | 1229.8466 | 1525.3014 | -295.4548 | 464.7407 | -0.40453 | 57.867
5480 | 1229.8466 | 1508.8084 | -278.9618 | 464.4984 | -0.38214 | 57.4848
5485 | 1229.8466 | 1493.2358 | -263.3893 | 464.2691 | -0.36099 | 57.1239
5490 | 1229.8466 | 1478.5323 | -248.6857 | 464.0521 | -0.341 | 56.7829
5495 | 1229.8466 | 1464.6493 | -234.8027 | 463.8469 | -0.3221 | 56.4608
5500 | 1229.8466 | 1451.5411 | -221.6945 | 463.6527 | -0.30425 | 56.1565
5505 | 1229.8466 | 1439.1644 | -209.3178 | 463.4691 | -0.28738 | 55.8691
5510 | 1229.8466 | 1427.4784 | -197.6319 | 463.2954 | -0.27143 | 55.5977
5515 | 1229.8466 | 1416.4446 | -186.5981 | 463.1311 | -0.25637 | 55.3413
5520 | 1052.1759 | 1406.0267 | -353.8508 | 462.9758 | -0.48633 | 54.855
5525 | 1052.1759 | 1386.2735 | -334.0976 | 462.6807 | -0.45947 | 54.3955
5530 | 1052.1759 | 1367.6222 | -315.4463 | 462.4013 | -0.43408 | 53.9614
5535 | 1052.1759 | 1350.0115 | -297.8356 | 462.1369 | -0.41008 | 53.5514
5540 | 1052.1759 | 1333.3832 | -281.2073 | 461.8866 | -0.3874 | 53.164
5545 | 1052.1759 | 1317.6826 | -265.5068 | 461.6497 | -0.36596 | 52.798
5550 | 1052.1759 | 1302.8581 | -250.6822 | 461.4256 | -0.34569 | 52.4523
5555 | 1052.1759 | 1288.8607 | -236.6848 | 461.2135 | -0.32654 | 52.1258
5560 | 1052.1759 | 1275.6443 | -223.4684 | 461.0129 | -0.30844 | 51.8173
5565 | 1052.1759 | 1263.1655 | -210.9896 | 460.8232 | -0.29133 | 51.526
5570 | 1052.1759 | 1251.383 | -199.2071 | 460.6437 | -0.27517 | 51.2508
5575 | 1052.1759 | 1240.2581 | -188.0822 | 460.474 | -0.2599 | 50.9909
5580 | 873.0875 | 1229.7541 | -356.6666 | 460.3135 | -0.49303 | 50.4979
5585 | 873.0875 | 1209.8374 | -336.7498 | 460.0086 | -0.46581 | 50.0321
5590 | 873.0875 | 1191.0315 | -317.9439 | 459.7199 | -0.44007 | 49.592
5595 | 873.0875 | 1173.2746 | -300.187 | 459.4466 | -0.41574 | 49.1763
5600 | 873.0875 | 1156.5083 | -283.4207 | 459.188 | -0.39274 | 48.7835
5605 | 873.0875 | 1140.6773 | -267.5898 | 458.9432 | -0.371 | 48.4125
5610 | 873.0875 | 1125.7297 | -252.6422 | 458.7115 | -0.35045 | 48.0621
5615 | 873.0875 | 1111.6162 | -238.5286 | 458.4924 | -0.33104 | 47.731
5620 | 873.0875 | 1098.2902 | -225.2027 | 458.2851 | -0.31268 | 47.4184
5625 | 873.0875 | 1085.708 | -212.6205 | 458.089 | -0.29534 | 47.123
5630 | 873.0875 | 1073.8281 | -200.7405 | 457.9035 | -0.27895 | 46.8441
5635 | 873.0875 | 1062.6113 | -189.5238 | 457.7281 | -0.26346 | 46.5806
5640 | 692.7777 | 1052.0207 | -359.243 | 457.5623 | -0.49958 | 46.081
5645 | 692.7777 | 1031.9483 | -339.1706 | 457.2473 | -0.47199 | 45.609
5650 | 692.7777 | 1012.9954 | -320.2177 | 456.949 | -0.44591 | 45.1631
5655 | 692.7777 | 995.0999 | -302.3222 | 456.6667 | -0.42125 | 44.7419
5660 | 692.7777 | 978.2028 | -285.4251 | 456.3994 | -0.39794 | 44.344
5665 | 692.7777 | 962.2487 | -269.4709 | 456.1465 | -0.3759 | 43.9681
5670 | 692.7777 | 947.1849 | -254.4072 | 455.9072 | -0.35507 | 43.613
5675 | 692.7777 | 932.962 | -240.1843 | 455.6808 | -0.33539 | 43.2776
5680 | 692.7777 | 919.5331 | -226.7554 | 455.4666 | -0.31679 | 42.9608
5685 | 692.7777 | 906.854 | -214.0763 | 455.264 | -0.29921 | 42.6616
5690 | 692.7777 | 894.8829 | -202.1052 | 455.0724 | -0.28259 | 42.379
5695 | 692.7777 | 883.5804 | -190.8027 | 454.8912 | -0.2669 | 42.1121
5700 | 511.7042 | 872.9092 | -361.205 | 454.7199 | -0.50545 | 41.6067
5705 | 511.7042 | 852.7094 | -341.0052 | 454.3948 | -0.47752 | 41.1291
5710 | 511.7042 | 833.6366 | -321.9324 | 454.0871 | -0.45112 | 40.678
5715 | 511.7042 | 815.6283 | -303.9241 | 453.7957 | -0.42616 | 40.2519
5720 | 511.7042 | 798.6252 | -286.921 | 453.52 | -0.40256 | 39.8493
5725 | 511.7042 | 782.5714 | -270.8672 | 453.2591 | -0.38026 | 39.469
5730 | 511.7042 | 767.414 | -255.7098 | 453.0121 | -0.35917 | 39.1099
5735 | 511.7042 | 753.1033 | -241.399 | 452.7785 | -0.33925 | 38.7706
5740 | 511.7042 | 739.5919 | -227.8877 | 452.5576 | -0.32042 | 38.4502
5745 | 511.7042 | 726.8355 | -215.1313 | 452.3485 | -0.30262 | 38.1476
5750 | 511.7042 | 714.7919 | -203.0877 | 452.1509 | -0.2858 | 37.8618
5755 | 511.7042 | 703.4215 | -191.7173 | 451.9639 | -0.26991 | 37.5919
5760 | 330.9683 | 692.6867 | -361.7184 | 451.7872 | -0.50945 | 37.0824
5765 | 330.9683 | 672.4343 | -341.466 | 451.453 | -0.48128 | 36.6011
5770 | 330.9683 | 653.3126 | -322.3442 | 451.1366 | -0.45465 | 36.1465
5775 | 330.9683 | 635.2587 | -304.2904 | 450.837 | -0.42947 | 35.717
5780 | 330.9683 | 618.2133 | -287.245 | 450.5536 | -0.40567 | 35.3114
5785 | 330.9683 | 602.1204 | -271.152 | 450.2853 | -0.38317 | 34.9282
5790 | 330.9683 | 586.9268 | -255.9585 | 450.0315 | -0.3619 | 34.5663
5795 | 330.9683 | 572.5826 | -241.6143 | 449.7913 | -0.3418 | 34.2245
5800 | 330.9683 | 559.0405 | -228.0722 | 449.5642 | -0.32281 | 33.9017
5805 | 330.9683 | 546.2558 | -215.2875 | 449.3494 | -0.30486 | 33.5968
5810 | 330.9683 | 534.1862 | -203.2179 | 449.1462 | -0.2879 | 33.3089
5815 | 330.9683 | 522.792 | -191.8237 | 448.9541 | -0.27187 | 33.037
5820 | 153.7283 | 512.0354 | -358.3071 | 448.7724 | -0.50804 | 32.529
5825 | 153.7283 | 491.944 | -338.2157 | 448.4324 | -0.47991 | 32.0491
5830 | 153.7283 | 472.9753 | -319.247 | 448.1105 | -0.45332 | 31.5958
5835 | 153.7283 | 455.067 | -301.3387 | 447.8058 | -0.42818 | 31.1676
5840 | 153.7283 | 438.1602 | -284.4319 | 447.5174 | -0.40442 | 30.7632
5845 | 153.7283 | 422.199 | -268.4707 | 447.2446 | -0.38196 | 30.3812
5850 | 153.7283 | 407.131 | -253.4027 | 446.9865 | -0.36073 | 30.0205
5855 | 153.7283 | 392.9063 | -239.178 | 446.7423 | -0.34067 | 29.6798
5860 | 153.7283 | 379.478 | -225.7497 | 446.5113 | -0.32171 | 29.3581
5865 | 153.7283 | 366.8017 | -213.0734 | 446.2929 | -0.30379 | 29.0543
5870 | 153.7283 | 354.8355 | -201.1072 | 446.0863 | -0.28686 | 28.7674
5875 | 153.7283 | 343.5398 | -189.8115 | 445.891 | -0.27087 | 28.4966
5880 | 8.9997e-08 | 332.8772 | -332.8772 | 445.7064 | -0.47523 | 28.0213
5885 | 8.9997e-08 | 314.1778 | -314.1778 | 445.3819 | -0.44886 | 27.5725
5890 | 8.9997e-08 | 296.5249 | -296.5249 | 445.0748 | -0.42393 | 27.1486
5895 | 8.9997e-08 | 279.8604 | -279.8604 | 444.7842 | -0.40037 | 26.7482
5900 | 8.9997e-08 | 264.1293 | -264.1293 | 444.5093 | -0.3781 | 26.3701
5905 | 8.9997e-08 | 249.2795 | -249.2795 | 444.2492 | -0.35705 | 26.013
5910 | 8.9997e-08 | 235.262 | -235.262 | 444.0032 | -0.33716 | 25.6759
5915 | 8.9997e-08 | 222.0304 | -222.0304 | 443.7706 | -0.31836 | 25.3575
5920 | 8.9997e-08 | 209.5409 | -209.5409 | 443.5506 | -0.3006 | 25.0569
5925 | 8.9997e-08 | 197.752 | -197.752 | 443.3425 | -0.28382 | 24.7731
5930 | 8.9997e-08 | 186.6247 | -186.6247 | 443.1459 | -0.26797 | 24.5051
5935 | 8.9997e-08 | 176.122 | -176.122 | 442.96 | -0.253 | 24.2521
5940 | 8.9997e-08 | 166.2089 | -166.2089 | 442.7843 | -0.23885 | 24.0133
5945 | 8.9997e-08 | 156.8526 | -156.8526 | 442.6182 | -0.22549 | 23.7878
5950 | 8.9997e-08 | 148.0219 | -148.0219 | 442.4613 | -0.21287 | 23.5749
5955 | 8.9997e-08 | 139.6873 | -139.6873 | 442.313 | -0.20095 | 23.374
5960 | 8.9997e-08 | 131.8211 | -131.8211 | 442.1729 | -0.1897 | 23.1843
5965 | 8.9997e-08 | 124.3971 | -124.3971 | 442.0405 | -0.17907 | 23.0052
5970 | 8.9997e-08 | 117.3905 | -117.3905 | 441.9154 | -0.16903 | 22.8362
5975 | 8.9997e-08 | 110.7779 | -110.7779 | 441.7972 | -0.15955 | 22.6766
5980 | 8.9997e-08 | 104.5372 | -104.5372 | 441.6856 | -0.1506 | 22.526
5985 | 8.9997e-08 | 98.6476 | -98.6476 | 441.5802 | -0.14215 | 22.3839
5990 | 8.9997e-08 | 93.0893 | -93.0893 | 441.4807 | -0.13417 | 22.2497
5995 | 8.9997e-08 | 87.8438 | -87.8438 | 441.3866 | -0.12664 | 22.1231
6000 | 8.9997e-08 | 82.8935 | -82.8935 | 441.2978 | -0.11952 | 22.0035
6005 | 8.9997e-08 | 78.2218 | -78.2218 | 441.214 | -0.11281 | 21.8907
6010 | 8.9997e-08 | 73.8132 | -73.8132 | 441.1348 | -0.10647 | 21.7843
6015 | 8.9997e-08 | 69.6527 | -69.6527 | 441.06 | -0.10049 | 21.6838
6020 | 8.9997e-08 | 65.7265 | -65.7265 | 440.9894 | -0.094837 | 21.5889
6025 | 8.9997e-08 | 62.0215 | -62.0215 | 440.9227 | -0.089505 | 21.4994
6030 | 8.9997e-08 | 58.525 | -58.525 | 440.8598 | -0.084471 | 21.415
6035 | 8.9997e-08 | 55.2256 | -55.2256 | 440.8003 | -0.079719 | 21.3352
6040 | 8.9997e-08 | 52.112 | -52.112 | 440.7442 | -0.075234 | 21.26
6045 | 8.9997e-08 | 49.1738 | -49.1738 | 440.6913 | -0.071001 | 21.189
6050 | 8.9997e-08 | 46.4011 | -46.4011 | 440.6413 | -0.067005 | 21.122
6055 | 8.9997e-08 | 43.7847 | -43.7847 | 440.5941 | -0.063234 | 21.0588
6060 | 8.9997e-08 | 41.3157 | -41.3157 | 440.5495 | -0.059674 | 20.9991
6065 | 8.9997e-08 | 38.9859 | -38.9859 | 440.5075 | -0.056314 | 20.9428
6070 | 8.9997e-08 | 36.7873 | -36.7873 | 440.4677 | -0.053143 | 20.8896
6075 | 8.9997e-08 | 34.7127 | -34.7127 | 440.4303 | -0.050151 | 20.8395
6080 | 8.9997e-08 | 32.755 | -32.755 | 440.3949 | -0.047326 | 20.7922
6085 | 8.9997e-08 | 30.9077 | -30.9077 | 440.3615 | -0.04466 | 20.7475
6090 | 8.9997e-08 | 29.1645 | -29.1645 | 440.33 | -0.042145 | 20.7054
6095 | 8.9997e-08 | 27.5196 | -27.5196 | 440.3002 | -0.03977 | 20.6656
6100 | 8.9997e-08 | 25.9674 | -25.9674 | 440.2722 | -0.03753 | 20.6281
6105 | 8.9997e-08 | 24.5028 | -24.5028 | 440.2457 | -0.035415 | 20.5926
6110 | 8.9997e-08 | 23.1207 | -23.1207 | 440.2207 | -0.033419 | 20.5592
6115 | 8.9997e-08 | 21.8165 | -21.8165 | 440.1971 | -0.031536 | 20.5277
6120 | 8.9997e-08 | 20.5859 | -20.5859 | 440.1748 | -0.029758 | 20.4979
6125 | 8.9997e-08 | 19.4247 | -19.4247 | 440.1538 | -0.028081 | 20.4699
6130 | 8.9997e-08 | 18.3289 | -18.3289 | 440.1339 | -0.026498 | 20.4434
6135 | 8.9997e-08 | 17.295 | -17.295 | 440.1152 | -0.025005 | 20.4183
6140 | 8.9997e-08 | 16.3194 | -16.3194 | 440.0975 | -0.023595 | 20.3948
6145 | 8.9997e-08 | 15.3988 | -15.3988 | 440.0809 | -0.022265 | 20.3725
6150 | 8.9997e-08 | 14.5301 | -14.5301 | 440.0651 | -0.02101 | 20.3515
6155 | 8.9997e-08 | 13.7104 | -13.7104 | 440.0503 | -0.019825 | 20.3317
6160 | 8.9997e-08 | 12.9369 | -12.9369 | 440.0363 | -0.018707 | 20.3129
6165 | 8.9997e-08 | 12.2071 | -12.2071 | 440.023 | -0.017652 | 20.2953
6170 | 8.9997e-08 | 11.5184 | -11.5184 | 440.0105 | -0.016657 | 20.2786
6175 | 8.9997e-08 | 10.8686 | -10.8686 | 439.9988 | -0.015718 | 20.2629
6180 | 8.9997e-08 | 10.2554 | -10.2554 | 439.9877 | -0.014831 | 20.2481
6185 | 8.9997e-08 | 9.6768 | -9.6768 | 439.9772 | -0.013995 | 20.2341
6190 | 8.9997e-08 | 9.1309 | -9.1309 | 439.9673 | -0.013206 | 20.2209
6195 | 8.9997e-08 | 8.6157 | -8.6157 | 439.9579 | -0.012461 | 20.2084
6200 | 8.9997e-08 | 8.1297 | -8.1297 | 439.9491 | -0.011758 | 20.1967
6205 | 8.9997e-08 | 7.671 | -7.671 | 439.9408 | -0.011095 | 20.1856
6210 | 8.9997e-08 | 7.2382 | -7.2382 | 439.9329 | -0.010469 | 20.1751
6215 | 8.9997e-08 | 6.8298 | -6.8298 | 439.9255 | -0.0098786 | 20.1652
6220 | 8.9997e-08 | 6.4445 | -6.4445 | 439.9185 | -0.0093214 | 20.1559
6225 | 8.9997e-08 | 6.0809 | -6.0809 | 439.9119 | -0.0087956 | 20.1471
6230 | 8.9997e-08 | 5.7378 | -5.7378 | 439.9057 | -0.0082995 | 20.1388
6235 | 8.9997e-08 | 5.4141 | -5.4141 | 439.8999 | -0.0078313 | 20.131
6240 | 8.9997e-08 | 5.1086 | -5.1086 | 439.8943 | -0.0073896 | 20.1236
6245 | 8.9997e-08 | 4.8204 | -4.8204 | 439.8891 | -0.0069727 | 20.1166
6250 | 8.9997e-08 | 4.5484 | -4.5484 | 439.8841 | -0.0065794 | 20.11
6255 | 8.9997e-08 | 4.2918 | -4.2918 | 439.8795 | -0.0062082 | 20.1038
6260 | 8.9997e-08 | 4.0496 | -4.0496 | 439.8751 | -0.005858 | 20.098
6265 | 8.9997e-08 | 3.8211 | -3.8211 | 439.871 | -0.0055275 | 20.0924
6270 | 8.9997e-08 | 3.6055 | -3.6055 | 439.867 | -0.0052157 | 20.0872
6275 | 8.9997e-08 | 3.4021 | -3.4021 | 439.8633 | -0.0049214 | 20.0823
6280 | 8.9997e-08 | 3.2101 | -3.2101 | 439.8599 | -0.0046438 | 20.0777
6285 | 8.9997e-08 | 3.029 | -3.029 | 439.8566 | -0.0043818 | 20.0733
6290 | 8.9997e-08 | 2.8581 | -2.8581 | 439.8535 | -0.0041346 | 20.0691
6295 | 8.9997e-08 | 2.6968 | -2.6968 | 439.8506 | -0.0039013 | 20.0652
6300 | 8.9997e-08 | 2.5447 | -2.5447 | 439.8478 | -0.0036812 | 20.0616
6305 | 8.9997e-08 | 2.4011 | -2.4011 | 439.8452 | -0.0034736 | 20.0581
6310 | 8.9997e-08 | 2.2656 | -2.2656 | 439.8427 | -0.0032776 | 20.0548
6315 | 8.9997e-08 | 2.1378 | -2.1378 | 439.8404 | -0.0030927 | 20.0517
6320 | 8.9997e-08 | 2.0172 | -2.0172 | 439.8382 | -0.0029182 | 20.0488
6325 | 8.9997e-08 | 1.9033 | -1.9033 | 439.8361 | -0.0027535 | 20.046
6330 | 8.9997e-08 | 1.7959 | -1.7959 | 439.8342 | -0.0025982 | 20.0434
6335 | 8.9997e-08 | 1.6946 | -1.6946 | 439.8324 | -0.0024516 | 20.041
6340 | 8.9997e-08 | 1.599 | -1.599 | 439.8306 | -0.0023133 | 20.0387
6345 | 8.9997e-08 | 1.5088 | -1.5088 | 439.829 | -0.0021828 | 20.0365
6350 | 8.9997e-08 | 1.4236 | -1.4236 | 439.8274 | -0.0020596 | 20.0344
6355 | 8.9997e-08 | 1.3433 | -1.3433 | 439.826 | -0.0019434 | 20.0325
6360 | 8.9997e-08 | 1.2675 | -1.2675 | 439.8246 | -0.0018337 | 20.0307
6365 | 8.9997e-08 | 1.196 | -1.196 | 439.8233 | -0.0017303 | 20.0289
6370 | 8.9997e-08 | 1.1285 | -1.1285 | 439.8221 | -0.0016327 | 20.0273
6375 | 8.9997e-08 | 1.0648 | -1.0648 | 439.8209 | -0.0015405 | 20.0258
6380 | 8.9997e-08 | 1.0047 | -1.0047 | 439.8198 | -0.0014536 | 20.0243
6385 | 8.9997e-08 | 0.94806 | -0.94806 | 439.8188 | -0.0013716 | 20.0229
6390 | 8.9997e-08 | 0.89456 | -0.89456 | 439.8178 | -0.0012942 | 20.0216
6395 | 8.9997e-08 | 0.84409 | -0.84409 | 439.8169 | -0.0012212 | 20.0204
6400 | 8.9997e-08 | 0.79646 | -0.79646 | 439.8161 | -0.0011523 | 20.0193
6405 | 8.9997e-08 | 0.75152 | -0.75152 | 439.8152 | -0.0010873 | 20.0182
6410 | 8.9997e-08 | 0.70911 | -0.70911 | 439.8145 | -0.0010259 | 20.0172
6415 | 8.9997e-08 | 0.6691 | -0.6691 | 439.8137 | -0.00096803 | 20.0162
6420 | 8.9997e-08 | 0.63135 | -0.63135 | 439.8131 | -0.00091341 | 20.0153
6425 | 8.9997e-08 | 0.59572 | -0.59572 | 439.8124 | -0.00086187 | 20.0144
6430 | 8.9997e-08 | 0.56211 | -0.56211 | 439.8118 | -0.00081324 | 20.0136
6435 | 8.9997e-08 | 0.53039 | -0.53039 | 439.8112 | -0.00076736 | 20.0128
6440 | 8.9997e-08 | 0.50046 | -0.50046 | 439.8107 | -0.00072406 | 20.0121
6445 | 8.9997e-08 | 0.47223 | -0.47223 | 439.8102 | -0.0006832 | 20.0114
6450 | 8.9997e-08 | 0.44558 | -0.44558 | 439.8097 | -0.00064465 | 20.0108
6455 | 8.9997e-08 | 0.42044 | -0.42044 | 439.8092 | -0.00060828 | 20.0102
6460 | 8.9997e-08 | 0.39671 | -0.39671 | 439.8088 | -0.00057396 | 20.0096
6465 | 8.9997e-08 | 0.37433 | -0.37433 | 439.8084 | -0.00054157 | 20.0091
6470 | 8.9997e-08 | 0.35321 | -0.35321 | 439.808 | -0.00051101 | 20.0085
6475 | 8.9997e-08 | 0.33328 | -0.33328 | 439.8077 | -0.00048218 | 20.0081
6480 | 8.9997e-08 | 0.31447 | -0.31447 | 439.8073 | -0.00045497 | 20.0076
6485 | 8.9997e-08 | 0.29673 | -0.29673 | 439.807 | -0.0004293 | 20.0072
6490 | 8.9997e-08 | 0.27998 | -0.27998 | 439.8067 | -0.00040508 | 20.0068
6495 | 8.9997e-08 | 0.26419 | -0.26419 | 439.8064 | -0.00038222 | 20.0064
6500 | 8.9997e-08 | 0.24928 | -0.24928 | 439.8061 | -0.00036065 | 20.006
6505 | 8.9997e-08 | 0.23521 | -0.23521 | 439.8059 | -0.0003403 | 20.0057
6510 | 8.9997e-08 | 0.22194 | -0.22194 | 439.8056 | -0.0003211 | 20.0054
6515 | 8.9997e-08 | 0.20942 | -0.20942 | 439.8054 | -0.00030298 | 20.0051
6520 | 8.9997e-08 | 0.1976 | -0.1976 | 439.8052 | -0.00028589 | 20.0048
6525 | 8.9997e-08 | 0.18645 | -0.18645 | 439.805 | -0.00026976 | 20.0045
6530 | 8.9997e-08 | 0.17593 | -0.17593 | 439.8048 | -0.00025454 | 20.0043
6535 | 8.9997e-08 | 0.166 | -0.166 | 439.8046 | -0.00024017 | 20.004
6540 | 8.9997e-08 | 0.15664 | -0.15664 | 439.8044 | -0.00022662 | 20.0038
6545 | 8.9997e-08 | 0.1478 | -0.1478 | 439.8043 | -0.00021383 | 20.0036
6550 | 8.9997e-08 | 0.13946 | -0.13946 | 439.8041 | -0.00020177 | 20.0034
6555 | 8.9997e-08 | 0.13159 | -0.13159 | 439.804 | -0.00019038 | 20.0032
6560 | 8.9997e-08 | 0.12417 | -0.12417 | 439.8039 | -0.00017964 | 20.003
6565 | 8.9997e-08 | 0.11716 | -0.11716 | 439.8037 | -0.00016951 | 20.0028
6570 | 8.9997e-08 | 0.11055 | -0.11055 | 439.8036 | -0.00015994 | 20.0027
6575 | 8.9997e-08 | 0.10431 | -0.10431 | 439.8035 | -0.00015092 | 20.0025
6580 | 8.9997e-08 | 0.098425 | -0.098425 | 439.8034 | -0.0001424 | 20.0024
6585 | 8.9997e-08 | 0.092871 | -0.092871 | 439.8033 | -0.00013437 | 20.0022
6590 | 8.9997e-08 | 0.087631 | -0.087631 | 439.8032 | -0.00012678 | 20.0021
6595 | 8.9997e-08 | 0.082686 | -0.082686 | 439.8031 | -0.00011963 | 20.002
6600 | 8.9997e-08 | 0.07802 | -0.07802 | 439.803 | -0.00011288 | 20.0019
6605 | 8.9997e-08 | 0.073618 | -0.073618 | 439.8029 | -0.00010651 | 20.0018
6610 | 8.9997e-08 | 0.069464 | -0.069464 | 439.8029 | -0.0001005 | 20.0017
6615 | 8.9997e-08 | 0.065545 | -0.065544 | 439.8028 | -9.483e-05 | 20.0016
6620 | 8.9997e-08 | 0.061846 | -0.061846 | 439.8027 | -8.9479e-05 | 20.0015
6625 | 8.9997e-08 | 0.058356 | -0.058356 | 439.8027 | -8.443e-05 | 20.0014
6630 | 8.9997e-08 | 0.055064 | -0.055064 | 439.8026 | -7.9666e-05 | 20.0013
6635 | 8.9997e-08 | 0.051957 | -0.051957 | 439.8025 | -7.5171e-05 | 20.0013
6640 | 8.9997e-08 | 0.049025 | -0.049025 | 439.8025 | -7.0929e-05 | 20.0012
6645 | 8.9997e-08 | 0.046259 | -0.046259 | 439.8024 | -6.6927e-05 | 20.0011
6650 | 8.9997e-08 | 0.043648 | -0.043648 | 439.8024 | -6.315e-05 | 20.0011
6655 | 8.9997e-08 | 0.041186 | -0.041185 | 439.8023 | -5.9587e-05 | 20.001
6660 | 8.9997e-08 | 0.038862 | -0.038862 | 439.8023 | -5.6225e-05 | 20.0009
6665 | 8.9997e-08 | 0.036669 | -0.036669 | 439.8023 | -5.3052e-05 | 20.0009
6670 | 8.9997e-08 | 0.0346 | -0.0346 | 439.8022 | -5.0059e-05 | 20.0008
6675 | 8.9997e-08 | 0.032647 | -0.032647 | 439.8022 | -4.7234e-05 | 20.0008
6680 | 8.9997e-08 | 0.030805 | -0.030805 | 439.8022 | -4.4569e-05 | 20.0007
6685 | 8.9997e-08 | 0.029067 | -0.029067 | 439.8021 | -4.2054e-05 | 20.0007
6690 | 8.9997e-08 | 0.027427 | -0.027427 | 439.8021 | -3.9681e-05 | 20.0007
6695 | 8.9997e-08 | 0.025879 | -0.025879 | 439.8021 | -3.7442e-05 | 20.0006
6700 | 8.9997e-08 | 0.024419 | -0.024419 | 439.802 | -3.5329e-05 | 20.0006
6705 | 8.9997e-08 | 0.023041 | -0.023041 | 439.802 | -3.3336e-05 | 20.0006
6710 | 8.9997e-08 | 0.021741 | -0.021741 | 439.802 | -3.1455e-05 | 20.0005
6715 | 8.9997e-08 | 0.020514 | -0.020514 | 439.802 | -2.968e-05 | 20.0005
6720 | 8.9997e-08 | 0.019357 | -0.019357 | 439.802 | -2.8005e-05 | 20.0005
6725 | 8.9997e-08 | 0.018265 | -0.018265 | 439.8019 | -2.6425e-05 | 20.0004
6730 | 8.9997e-08 | 0.017234 | -0.017234 | 439.8019 | -2.4934e-05 | 20.0004
6735 | 8.9997e-08 | 0.016262 | -0.016261 | 439.8019 | -2.3527e-05 | 20.0004
6740 | 8.9997e-08 | 0.015344 | -0.015344 | 439.8019 | -2.22e-05 | 20.0004
6745 | 8.9997e-08 | 0.014478 | -0.014478 | 439.8019 | -2.0947e-05 | 20.0004
6750 | 8.9997e-08 | 0.013661 | -0.013661 | 439.8018 | -1.9765e-05 | 20.0003
6755 | 8.9997e-08 | 0.01289 | -0.01289 | 439.8018 | -1.865e-05 | 20.0003
6760 | 8.9997e-08 | 0.012163 | -0.012163 | 439.8018 | -1.7597e-05 | 20.0003
6765 | 8.9997e-08 | 0.011477 | -0.011477 | 439.8018 | -1.6604e-05 | 20.0003
6770 | 8.9997e-08 | 0.010829 | -0.010829 | 439.8018 | -1.5668e-05 | 20.0003
6775 | 8.9997e-08 | 0.010218 | -0.010218 | 439.8018 | -1.4784e-05 | 20.0002
6780 | 8.9997e-08 | 0.0096416 | -0.0096415 | 439.8018 | -1.3949e-05 | 20.0002
6785 | 8.9997e-08 | 0.0090976 | -0.0090975 | 439.8018 | -1.3162e-05 | 20.0002
6790 | 8.9997e-08 | 0.0085842 | -0.0085841 | 439.8018 | -1.242e-05 | 20.0002
6795 | 8.9997e-08 | 0.0080999 | -0.0080998 | 439.8017 | -1.1719e-05 | 20.0002
6800 | 8.9997e-08 | 0.0076428 | -0.0076427 | 439.8017 | -1.1058e-05 | 20.0002
6805 | 8.9997e-08 | 0.0072116 | -0.0072115 | 439.8017 | -1.0434e-05 | 20.0002
6810 | 8.9997e-08 | 0.0068047 | -0.0068046 | 439.8017 | -9.8449e-06 | 20.0002
6815 | 8.9997e-08 | 0.0064207 | -0.0064206 | 439.8017 | -9.2894e-06 | 20.0002
6820 | 8.9997e-08 | 0.0060584 | -0.0060583 | 439.8017 | -8.7652e-06 | 20.0001
6825 | 8.9997e-08 | 0.0057166 | -0.0057165 | 439.8017 | -8.2706e-06 | 20.0001
6830 | 8.9997e-08 | 0.005394 | -0.0053939 | 439.8017 | -7.8039e-06 | 20.0001
6835 | 8.9997e-08 | 0.0050897 | -0.0050896 | 439.8017 | -7.3636e-06 | 20.0001
6840 | 8.9997e-08 | 0.0048025 | -0.0048024 | 439.8017 | -6.9481e-06 | 20.0001
6845 | 8.9997e-08 | 0.0045315 | -0.0045314 | 439.8017 | -6.556e-06 | 20.0001
6850 | 8.9997e-08 | 0.0042758 | -0.0042757 | 439.8017 | -6.1861e-06 | 20.0001
6855 | 8.9997e-08 | 0.0040345 | -0.0040345 | 439.8017 | -5.8371e-06 | 20.0001
6860 | 8.9997e-08 | 0.0038069 | -0.0038068 | 439.8017 | -5.5077e-06 | 20.0001
6865 | 8.9997e-08 | 0.0035921 | -0.003592 | 439.8017 | -5.1969e-06 | 20.0001
6870 | 8.9997e-08 | 0.0033894 | -0.0033893 | 439.8017 | -4.9037e-06 | 20.0001
6875 | 8.9997e-08 | 0.0031982 | -0.0031981 | 439.8017 | -4.627e-06 | 20.0001
6880 | 8.9997e-08 | 0.0030177 | -0.0030176 | 439.8017 | -4.3659e-06 | 20.0001
6885 | 8.9997e-08 | 0.0028474 | -0.0028473 | 439.8017 | -4.1195e-06 | 20.0001
6890 | 8.9997e-08 | 0.0026868 | -0.0026867 | 439.8016 | -3.8871e-06 | 20.0001
6895 | 8.9997e-08 | 0.0025352 | -0.0025351 | 439.8016 | -3.6678e-06 | 20.0001
6900 | 8.9997e-08 | 0.0023921 | -0.002392 | 439.8016 | -3.4608e-06 | 20.0001
6905 | 8.9997e-08 | 0.0022572 | -0.0022571 | 439.8016 | -3.2655e-06 | 20.0001
6910 | 8.9997e-08 | 0.0021298 | -0.0021297 | 439.8016 | -3.0813e-06 | 20.0001
6915 | 8.9997e-08 | 0.0020096 | -0.0020095 | 439.8016 | -2.9074e-06 | 20
6920 | 8.9997e-08 | 0.0018962 | -0.0018961 | 439.8016 | -2.7434e-06 | 20
6925 | 8.9997e-08 | 0.0017892 | -0.0017892 | 439.8016 | -2.5886e-06 | 20
6930 | 8.9997e-08 | 0.0016883 | -0.0016882 | 439.8016 | -2.4425e-06 | 20
6935 | 8.9997e-08 | 0.001593 | -0.0015929 | 439.8016 | -2.3047e-06 | 20
6940 | 8.9997e-08 | 0.0015032 | -0.0015031 | 439.8016 | -2.1746e-06 | 20
6945 | 8.9997e-08 | 0.0014183 | -0.0014182 | 439.8016 | -2.0519e-06 | 20
6950 | 8.9997e-08 | 0.0013383 | -0.0013382 | 439.8016 | -1.9361e-06 | 20
6955 | 8.9997e-08 | 0.0012628 | -0.0012627 | 439.8016 | -1.8269e-06 | 20
6960 | 8.9997e-08 | 0.0011916 | -0.0011915 | 439.8016 | -1.7238e-06 | 20
6965 | 8.9997e-08 | 0.0011243 | -0.0011242 | 439.8016 | -1.6265e-06 | 20
6970 | 8.9997e-08 | 0.0010609 | -0.0010608 | 439.8016 | -1.5348e-06 | 20
6975 | 8.9997e-08 | 0.001001 | -0.0010009 | 439.8016 | -1.4482e-06 | 20
6980 | 8.9997e-08 | 0.00094455 | -0.00094446 | 439.8016 | -1.3664e-06 | 20
6985 | 8.9997e-08 | 0.00089126 | -0.00089117 | 439.8016 | -1.2893e-06 | 20
6990 | 8.9997e-08 | 0.00084097 | -0.00084088 | 439.8016 | -1.2166e-06 | 20
6995 | 8.9997e-08 | 0.00079353 | -0.00079344 | 439.8016 | -1.1479e-06 | 20
7000 | 8.9997e-08 | 0.00074876 | -0.00074867 | 439.8016 | -1.0832e-06 | 20
7005 | 8.9997e-08 | 0.00070651 | -0.00070642 | 439.8016 | -1.0221e-06 | 20
7010 | 8.9997e-08 | 0.00066665 | -0.00066656 | 439.8016 | -9.6438e-07 | 20
7015 | 8.9997e-08 | 0.00062904 | -0.00062895 | 439.8016 | -9.0997e-07 | 20
7020 | 8.9997e-08 | 0.00059355 | -0.00059346 | 439.8016 | -8.5862e-07 | 20
7025 | 8.9997e-08 | 0.00056006 | -0.00055997 | 439.8016 | -8.1017e-07 | 20
7030 | 8.9997e-08 | 0.00052847 | -0.00052838 | 439.8016 | -7.6446e-07 | 20
7035 | 8.9997e-08 | 0.00049865 | -0.00049856 | 439.8016 | -7.2132e-07 | 20
7040 | 8.9997e-08 | 0.00047052 | -0.00047043 | 439.8016 | -6.8062e-07 | 20
7045 | 8.9997e-08 | 0.00044398 | -0.00044389 | 439.8016 | -6.4222e-07 | 20
7050 | 8.9997e-08 | 0.00041893 | -0.00041884 | 439.8016 | -6.0598e-07 | 20
7055 | 8.9997e-08 | 0.0003953 | -0.00039521 | 439.8016 | -5.7179e-07 | 20
7060 | 8.9997e-08 | 0.000373 | -0.00037291 | 439.8016 | -5.3952e-07 | 20
7065 | 8.9997e-08 | 0.00035196 | -0.00035187 | 439.8016 | -5.0908e-07 | 20
7070 | 8.9997e-08 | 0.0003321 | -0.00033201 | 439.8016 | -4.8035e-07 | 20
7075 | 8.9997e-08 | 0.00031337 | -0.00031328 | 439.8016 | -4.5325e-07 | 20
7080 | 8.9997e-08 | 0.00029569 | -0.0002956 | 439.8016 | -4.2767e-07 | 20
7085 | 8.9997e-08 | 0.00027901 | -0.00027892 | 439.8016 | -4.0354e-07 | 20
7090 | 8.9997e-08 | 0.00026327 | -0.00026318 | 439.8016 | -3.8077e-07 | 20
7095 | 8.9997e-08 | 0.00024842 | -0.00024833 | 439.8016 | -3.5929e-07 | 20
7100 | 8.9997e-08 | 0.00023441 | -0.00023432 | 439.8016 | -3.3901e-07 | 20
7105 | 8.9997e-08 | 0.00022119 | -0.0002211 | 439.8016 | -3.1988e-07 | 20
7110 | 8.9997e-08 | 0.00020871 | -0.00020862 | 439.8016 | -3.0183e-07 | 20
7115 | 8.9997e-08 | 0.00019694 | -0.00019685 | 439.8016 | -2.848e-07 | 20
7120 | 8.9997e-08 | 0.00018583 | -0.00018574 | 439.8016 | -2.6873e-07 | 20
7125 | 8.9997e-08 | 0.00017535 | -0.00017526 | 439.8016 | -2.5357e-07 | 20
7130 | 8.9997e-08 | 0.00016546 | -0.00016537 | 439.8016 | -2.3926e-07 | 20
7135 | 8.9997e-08 | 0.00015613 | -0.00015604 | 439.8016 | -2.2576e-07 | 20
7140 | 8.9997e-08 | 0.00014733 | -0.00014724 | 439.8016 | -2.1302e-07 | 20
7145 | 8.9997e-08 | 0.00013902 | -0.00013893 | 439.8016 | -2.01e-07 | 20
7150 | 8.9997e-08 | 0.00013118 | -0.00013109 | 439.8016 | -1.8966e-07 | 20
7155 | 8.9997e-08 | 0.00012378 | -0.00012369 | 439.8016 | -1.7896e-07 | 20
7160 | 8.9997e-08 | 0.0001168 | -0.00011671 | 439.8016 | -1.6886e-07 | 20
7165 | 8.9997e-08 | 0.00011022 | -0.00011013 | 439.8016 | -1.5933e-07 | 20
7170 | 8.9997e-08 | 0.000104 | -0.00010391 | 439.8016 | -1.5034e-07 | 20
7175 | 8.9997e-08 | 9.814e-05 | -9.805e-05 | 439.8016 | -1.4186e-07 | 20
7180 | 8.9997e-08 | 9.2608e-05 | -9.2518e-05 | 439.8016 | -1.3385e-07 | 20
7185 | 8.9997e-08 | 8.7387e-05 | -8.7297e-05 | 439.8016 | -1.263e-07 | 20
7190 | 8.9997e-08 | 8.2461e-05 | -8.2371e-05 | 439.8016 | -1.1918e-07 | 20
7195 | 8.9997e-08 | 7.7814e-05 | -7.7724e-05 | 439.8016 | -1.1245e-07 | 20
7200 | 8.9997e-08 | 7.3428e-05 | -7.3338e-05 | 439.8016 | -1.0611e-07 | 20
7205 | 8.9997e-08 | 6.929e-05 | -6.92e-05 | 439.8016 | -1.0012e-07 | 20
7210 | 8.9997e-08 | 6.5385e-05 | -6.5295e-05 | 439.8016 | -9.4469e-08 | 20
7215 | 8.9997e-08 | 6.1701e-05 | -6.1611e-05 | 439.8016 | -8.9139e-08 | 20
7220 | 8.9997e-08 | 5.8224e-05 | -5.8134e-05 | 439.8016 | -8.4109e-08 | 20
7225 | 8.9997e-08 | 5.4944e-05 | -5.4854e-05 | 439.8016 | -7.9363e-08 | 20
7230 | 8.9997e-08 | 5.1849e-05 | -5.1759e-05 | 439.8016 | -7.4885e-08 | 20
7235 | 8.9997e-08 | 4.8928e-05 | -4.8838e-05 | 439.8016 | -7.0659e-08 | 20
7240 | 8.9997e-08 | 4.6173e-05 | -4.6083e-05 | 439.8016 | -6.6672e-08 | 20
7245 | 8.9997e-08 | 4.3572e-05 | -4.3482e-05 | 439.8016 | -6.291e-08 | 20
7250 | 8.9997e-08 | 4.1119e-05 | -4.1029e-05 | 439.8016 | -5.9361e-08 | 20
7255 | 8.9997e-08 | 3.8804e-05 | -3.8714e-05 | 439.8016 | -5.6011e-08 | 20
7260 | 8.9997e-08 | 3.6619e-05 | -3.6529e-05 | 439.8016 | -5.2851e-08 | 20
7265 | 8.9997e-08 | 3.4558e-05 | -3.4468e-05 | 439.8016 | -4.9868e-08 | 20
7270 | 8.9997e-08 | 3.2613e-05 | -3.2523e-05 | 439.8016 | -4.7055e-08 | 20
7275 | 8.9997e-08 | 3.0778e-05 | -3.0688e-05 | 439.8016 | -4.4399e-08 | 20
7280 | 8.9997e-08 | 2.9046e-05 | -2.8956e-05 | 439.8016 | -4.1894e-08 | 20
7285 | 8.9997e-08 | 2.7413e-05 | -2.7323e-05 | 439.8016 | -3.953e-08 | 20
7290 | 8.9997e-08 | 2.5871e-05 | -2.5781e-05 | 439.8016 | -3.73e-08 | 20
7295 | 8.9997e-08 | 2.4416e-05 | -2.4326e-05 | 439.8016 | -3.5195e-08 | 20
7300 | 8.9997e-08 | 2.3043e-05 | -2.2953e-05 | 439.8016 | -3.3209e-08 | 20
7305 | 8.9997e-08 | 2.1748e-05 | -2.1658e-05 | 439.8016 | -3.1335e-08 | 20
7310 | 8.9997e-08 | 2.0526e-05 | -2.0436e-05 | 439.8016 | -2.9567e-08 | 20
7315 | 8.9997e-08 | 1.9373e-05 | -1.9283e-05 | 439.8016 | -2.7899e-08 | 20
7320 | 8.9997e-08 | 1.8285e-05 | -1.8195e-05 | 439.8016 | -2.6325e-08 | 20
7325 | 8.9997e-08 | 1.7258e-05 | -1.7168e-05 | 439.8016 | -2.4839e-08 | 20
7330 | 8.9997e-08 | 1.629e-05 | -1.62e-05 | 439.8016 | -2.3438e-08 | 20
7335 | 8.9997e-08 | 1.5376e-05 | -1.5286e-05 | 439.8016 | -2.2115e-08 | 20
7340 | 8.9997e-08 | 1.4513e-05 | -1.4423e-05 | 439.8016 | -2.0867e-08 | 20
7345 | 8.9997e-08 | 1.3699e-05 | -1.3609e-05 | 439.8016 | -1.969e-08 | 20
7350 | 8.9997e-08 | 1.2931e-05 | -1.2841e-05 | 439.8016 | -1.8579e-08 | 20
7355 | 8.9997e-08 | 1.2207e-05 | -1.2117e-05 | 439.8016 | -1.753e-08 | 20
7360 | 8.9997e-08 | 1.1523e-05 | -1.1433e-05 | 439.8016 | -1.6541e-08 | 20
7365 | 8.9997e-08 | 1.0878e-05 | -1.0788e-05 | 439.8016 | -1.5608e-08 | 20
7370 | 8.9997e-08 | 1.0269e-05 | -1.0179e-05 | 439.8016 | -1.4727e-08 | 20
7375 | 8.9997e-08 | 9.6948e-06 | -9.6048e-06 | 439.8016 | -1.3896e-08 | 20
7380 | 8.9997e-08 | 9.1528e-06 | -9.0628e-06 | 439.8016 | -1.3112e-08 | 20
7385 | 8.9997e-08 | 8.6415e-06 | -8.5515e-06 | 439.8016 | -1.2372e-08 | 20
7390 | 8.9997e-08 | 8.1589e-06 | -8.0689e-06 | 439.8016 | -1.1674e-08 | 20
7395 | 8.9997e-08 | 7.7036e-06 | -7.6136e-06 | 439.8016 | -1.1015e-08 | 20
7400 | 8.9997e-08 | 7.274e-06 | -7.184e-06 | 439.8016 | -1.0394e-08 | 20
7405 | 8.9997e-08 | 6.8687e-06 | -6.7787e-06 | 439.8016 | -9.8074e-09 | 20
7410 | 8.9997e-08 | 6.4862e-06 | -6.3962e-06 | 439.8016 | -9.254e-09 | 20
7415 | 8.9997e-08 | 6.1253e-06 | -6.0353e-06 | 439.8016 | -8.7318e-09 | 20
7420 | 8.9997e-08 | 5.7847e-06 | -5.6947e-06 | 439.8016 | -8.2391e-09 | 20
7425 | 8.9997e-08 | 5.4634e-06 | -5.3734e-06 | 439.8016 | -7.7742e-09 | 20
7430 | 8.9997e-08 | 5.1602e-06 | -5.0702e-06 | 439.8016 | -7.3356e-09 | 20
7435 | 8.9997e-08 | 4.8741e-06 | -4.7841e-06 | 439.8016 | -6.9216e-09 | 20
7440 | 8.9997e-08 | 4.6042e-06 | -4.5142e-06 | 439.8016 | -6.5311e-09 | 20
7445 | 8.9997e-08 | 4.3494e-06 | -4.2594e-06 | 439.8016 | -6.1626e-09 | 20
7450 | 8.9997e-08 | 4.1091e-06 | -4.0191e-06 | 439.8016 | -5.8148e-09 | 20
7455 | 8.9997e-08 | 3.8823e-06 | -3.7923e-06 | 439.8016 | -5.4867e-09 | 20
7460 | 8.9997e-08 | 3.6683e-06 | -3.5783e-06 | 439.8016 | -5.1771e-09 | 20
7465 | 8.9997e-08 | 3.4664e-06 | -3.3764e-06 | 439.8016 | -4.885e-09 | 20
7470 | 8.9997e-08 | 3.2759e-06 | -3.1859e-06 | 439.8016 | -4.6094e-09 | 20
7475 | 8.9997e-08 | 3.0961e-06 | -3.0061e-06 | 439.8016 | -4.3493e-09 | 20
7480 | 8.9997e-08 | 2.9265e-06 | -2.8365e-06 | 439.8016 | -4.1039e-09 | 20
7485 | 8.9997e-08 | 2.7665e-06 | -2.6765e-06 | 439.8016 | -3.8723e-09 | 20
7490 | 8.9997e-08 | 2.6154e-06 | -2.5254e-06 | 439.8016 | -3.6538e-09 | 20
7495 | 8.9997e-08 | 2.4729e-06 | -2.3829e-06 | 439.8016 | -3.4476e-09 | 20
7500 | 8.9997e-08 | 2.3385e-06 | -2.2485e-06 | 439.8016 | -3.2531e-09 | 20
7505 | 8.9997e-08 | 2.2116e-06 | -2.1216e-06 | 439.8016 | -3.0695e-09 | 20
7510 | 8.9997e-08 | 2.0919e-06 | -2.0019e-06 | 439.8016 | -2.8963e-09 | 20
7515 | 8.9997e-08 | 1.9789e-06 | -1.8889e-06 | 439.8016 | -2.7329e-09 | 20
7520 | 8.9997e-08 | 1.8723e-06 | -1.7823e-06 | 439.8016 | -2.5787e-09 | 20
7525 | 8.9997e-08 | 1.7718e-06 | -1.6818e-06 | 439.8016 | -2.4332e-09 | 20
7530 | 8.9997e-08 | 1.6769e-06 | -1.5869e-06 | 439.8016 | -2.2959e-09 | 20
7535 | 8.9997e-08 | 1.5873e-06 | -1.4973e-06 | 439.8016 | -2.1664e-09 | 20
7540 | 8.9997e-08 | 1.5028e-06 | -1.4129e-06 | 439.8016 | -2.0441e-09 | 20
7545 | 8.9997e-08 | 1.4231e-06 | -1.3331e-06 | 439.8016 | -1.9288e-09 | 20
7550 | 8.9997e-08 | 1.3479e-06 | -1.2579e-06 | 439.8016 | -1.8199e-09 | 20
7555 | 8.9997e-08 | 1.2769e-06 | -1.1869e-06 | 439.8016 | -1.7172e-09 | 20
7560 | 8.9997e-08 | 1.21e-06 | -1.12e-06 | 439.8016 | -1.6204e-09 | 20
7565 | 8.9997e-08 | 1.1468e-06 | -1.0568e-06 | 439.8016 | -1.5289e-09 | 20
7570 | 8.9997e-08 | 1.0871e-06 | -9.9713e-07 | 439.8016 | -1.4427e-09 | 20
7575 | 8.9997e-08 | 1.0309e-06 | -9.4087e-07 | 439.8016 | -1.3612e-09 | 20
7580 | 8.9997e-08 | 9.7778e-07 | -8.8778e-07 | 439.8016 | -1.2844e-09 | 20
7585 | 8.9997e-08 | 9.2768e-07 | -8.3768e-07 | 439.8016 | -1.212e-09 | 20
7590 | 8.9997e-08 | 8.8041e-07 | -7.9042e-07 | 439.8016 | -1.1436e-09 | 20
7595 | 8.9997e-08 | 8.3581e-07 | -7.4582e-07 | 439.8016 | -1.079e-09 | 20
7600 | 8.9997e-08 | 7.9373e-07 | -7.0374e-07 | 439.8016 | -1.0182e-09 | 20
7605 | 8.9997e-08 | 7.5402e-07 | -6.6403e-07 | 439.8016 | -9.6071e-10 | 20
7610 | 8.9997e-08 | 7.1655e-07 | -6.2656e-07 | 439.8016 | -9.065e-10 | 20
7615 | 8.9997e-08 | 6.812e-07 | -5.912e-07 | 439.8016 | -8.5535e-10 | 20
7620 | 8.9997e-08 | 6.4784e-07 | -5.5784e-07 | 439.8016 | -8.0709e-10 | 20
7625 | 8.9997e-08 | 6.1636e-07 | -5.2637e-07 | 439.8016 | -7.6155e-10 | 20
7630 | 8.9997e-08 | 5.8666e-07 | -4.9667e-07 | 439.8016 | -7.1858e-10 | 20
7635 | 8.9997e-08 | 5.5864e-07 | -4.6864e-07 | 439.8016 | -6.7803e-10 | 20
7640 | 8.9997e-08 | 5.322e-07 | -4.422e-07 | 439.8016 | -6.3977e-10 | 20
7645 | 8.9997e-08 | 5.0724e-07 | -4.1725e-07 | 439.8016 | -6.0367e-10 | 20
7650 | 8.9997e-08 | 4.837e-07 | -3.937e-07 | 439.8016 | -5.6961e-10 | 20
7655 | 8.9997e-08 | 4.6148e-07 | -3.7149e-07 | 439.8016 | -5.3747e-10 | 20
7660 | 8.9997e-08 | 4.4052e-07 | -3.5053e-07 | 439.8016 | -5.0714e-10 | 20
7665 | 8.9997e-08 | 4.2074e-07 | -3.3075e-07 | 439.8016 | -4.7853e-10 | 20
7670 | 8.9997e-08 | 4.0208e-07 | -3.1209e-07 | 439.8016 | -4.5153e-10 | 20
7675 | 8.9997e-08 | 3.8447e-07 | -2.9447e-07 | 439.8016 | -4.2605e-10 | 20
7680 | 8.9997e-08 | 3.6786e-07 | -2.7786e-07 | 439.8016 | -4.0201e-10 | 20
7685 | 8.9997e-08 | 3.5218e-07 | -2.6218e-07 | 439.8016 | -3.7932e-10 | 20
7690 | 8.9997e-08 | 3.3738e-07 | -2.4739e-07 | 439.8016 | -3.5792e-10 | 20
7695 | 8.9997e-08 | 3.2343e-07 | -2.3343e-07 | 439.8016 | -3.3773e-10 | 20
7700 | 8.9997e-08 | 3.1025e-07 | -2.2026e-07 | 439.8016 | -3.1867e-10 | 20
7705 | 8.9997e-08 | 2.9783e-07 | -2.0783e-07 | 439.8016 | -3.0069e-10 | 20
7710 | 8.9997e-08 | 2.861e-07 | -1.961e-07 | 439.8016 | -2.8372e-10 | 20
7715 | 8.9997e-08 | 2.7503e-07 | -1.8504e-07 | 439.8016 | -2.6771e-10 | 20
7720 | 8.9997e-08 | 2.6459e-07 | -1.746e-07 | 439.8016 | -2.5261e-10 | 20
7725 | 8.9997e-08 | 2.5474e-07 | -1.6474e-07 | 439.8016 | -2.3835e-10 | 20
7730 | 8.9997e-08 | 2.4545e-07 | -1.5545e-07 | 439.8016 | -2.249e-10 | 20
7735 | 8.9997e-08 | 2.3667e-07 | -1.4668e-07 | 439.8016 | -2.1221e-10 | 20
7740 | 8.9997e-08 | 2.284e-07 | -1.384e-07 | 439.8016 | -2.0024e-10 | 20
7745 | 8.9997e-08 | 2.2059e-07 | -1.3059e-07 | 439.8016 | -1.8894e-10 | 20
7750 | 8.9997e-08 | 2.1322e-07 | -1.2322e-07 | 439.8016 | -1.7828e-10 | 20
7755 | 8.9997e-08 | 2.0627e-07 | -1.1627e-07 | 439.8016 | -1.6822e-10 | 20
7760 | 8.9997e-08 | 1.9971e-07 | -1.0971e-07 | 439.8016 | -1.5873e-10 | 20
7765 | 8.9997e-08 | 1.9351e-07 | -1.0352e-07 | 439.8016 | -1.4977e-10 | 20
7770 | 8.9997e-08 | 1.8768e-07 | -9.7678e-08 | 439.8016 | -1.4132e-10 | 20
7775 | 8.9997e-08 | 1.8216e-07 | -9.2165e-08 | 439.8016 | -1.3334e-10 | 20
7780 | 8.9997e-08 | 1.7696e-07 | -8.6966e-08 | 439.8016 | -1.2582e-10 | 20
7785 | 8.9997e-08 | 1.7206e-07 | -8.2058e-08 | 439.8016 | -1.1872e-10 | 20
7790 | 8.9997e-08 | 1.6743e-07 | -7.7429e-08 | 439.8016 | -1.1202e-10 | 20
7795 | 8.9997e-08 | 1.6306e-07 | -7.3059e-08 | 439.8016 | -1.057e-10 | 20
7800 | 8.9997e-08 | 1.5893e-07 | -6.8936e-08 | 439.8016 | -9.9736e-11 | 20
7805 | 8.9997e-08 | 1.5504e-07 | -6.5047e-08 | 439.8016 | -9.4111e-11 | 20
7810 | 8.9997e-08 | 1.5137e-07 | -6.1376e-08 | 439.8016 | -8.8799e-11 | 20
7815 | 8.9997e-08 | 1.4791e-07 | -5.7913e-08 | 439.8016 | -8.3789e-11 | 20
7820 | 8.9997e-08 | 1.4464e-07 | -5.4645e-08 | 439.8016 | -7.9061e-11 | 20
7825 | 8.9997e-08 | 1.4156e-07 | -5.1562e-08 | 439.8016 | -7.46e-11 | 20
7830 | 8.9997e-08 | 1.3865e-07 | -4.8653e-08 | 439.8016 | -7.0391e-11 | 20
7835 | 8.9997e-08 | 1.359e-07 | -4.5906e-08 | 439.8016 | -6.6417e-11 | 20
7840 | 8.9997e-08 | 1.3331e-07 | -4.3317e-08 | 439.8016 | -6.2671e-11 | 20
7845 | 8.9997e-08 | 1.3087e-07 | -4.0872e-08 | 439.8016 | -5.9133e-11 | 20
7850 | 8.9997e-08 | 1.2856e-07 | -3.8566e-08 | 439.8016 | -5.5798e-11 | 20
7855 | 8.9997e-08 | 1.2639e-07 | -3.6389e-08 | 439.8016 | -5.2648e-11 | 20
7860 | 8.9997e-08 | 1.2433e-07 | -3.4336e-08 | 439.8016 | -4.9678e-11 | 20
7865 | 8.9997e-08 | 1.224e-07 | -3.2399e-08 | 439.8016 | -4.6874e-11 | 20
7870 | 8.9997e-08 | 1.2057e-07 | -3.0572e-08 | 439.8016 | -4.4232e-11 | 20
7875 | 8.9997e-08 | 1.1884e-07 | -2.8847e-08 | 439.8016 | -4.1736e-11 | 20
7880 | 8.9997e-08 | 1.1722e-07 | -2.7218e-08 | 439.8016 | -3.9379e-11 | 20
7885 | 8.9997e-08 | 1.1568e-07 | -2.5684e-08 | 439.8016 | -3.7159e-11 | 20
7890 | 8.9997e-08 | 1.1423e-07 | -2.4234e-08 | 439.8016 | -3.5062e-11 | 20
7895 | 8.9997e-08 | 1.1286e-07 | -2.2866e-08 | 439.8016 | -3.3083e-11 | 20
7900 | 8.9997e-08 | 1.1157e-07 | -2.1576e-08 | 439.8016 | -3.1216e-11 | 20
7905 | 8.9997e-08 | 1.1036e-07 | -2.0359e-08 | 439.8016 | -2.9455e-11 | 20
7910 | 8.9997e-08 | 1.0921e-07 | -1.921e-08 | 439.8016 | -2.7793e-11 | 20
7915 | 8.9997e-08 | 1.0812e-07 | -1.8126e-08 | 439.8016 | -2.6225e-11 | 20
7920 | 8.9997e-08 | 1.071e-07 | -1.7102e-08 | 439.8016 | -2.4743e-11 | 20
7925 | 8.9997e-08 | 1.0613e-07 | -1.6138e-08 | 439.8016 | -2.3348e-11 | 20
7930 | 8.9997e-08 | 1.0522e-07 | -1.5226e-08 | 439.8016 | -2.203e-11 | 20
7935 | 8.9997e-08 | 1.0437e-07 | -1.4369e-08 | 439.8016 | -2.0788e-11 | 20
7940 | 8.9997e-08 | 1.0355e-07 | -1.3557e-08 | 439.8016 | -1.9614e-11 | 20
7945 | 8.9997e-08 | 1.0279e-07 | -1.2792e-08 | 439.8016 | -1.8508e-11 | 20
7950 | 8.9997e-08 | 1.0207e-07 | -1.207e-08 | 439.8016 | -1.7462e-11 | 20
7955 | 8.9997e-08 | 1.0139e-07 | -1.1389e-08 | 439.8016 | -1.6478e-11 | 20
7960 | 8.9997e-08 | 1.0074e-07 | -1.0746e-08 | 439.8016 | -1.5547e-11 | 20
7965 | 8.9997e-08 | 1.0014e-07 | -1.0141e-08 | 439.8016 | -1.4672e-11 | 20
7970 | 8.9997e-08 | 9.9566e-08 | -9.5689e-09 | 439.8016 | -1.3844e-11 | 20
7975 | 8.9997e-08 | 9.9025e-08 | -9.0279e-09 | 439.8016 | -1.3062e-11 | 20
7980 | 8.9997e-08 | 9.8515e-08 | -8.518e-09 | 439.8016 | -1.2324e-11 | 20
7985 | 8.9997e-08 | 9.8037e-08 | -8.0392e-09 | 439.8016 | -1.1631e-11 | 20
7990 | 8.9997e-08 | 9.7582e-08 | -7.5847e-09 | 439.8016 | -1.0974e-11 | 20
7995 | 8.9997e-08 | 9.7154e-08 | -7.1569e-09 | 439.8016 | -1.0355e-11 | 20
8000 | 8.9997e-08 | 9.6751e-08 | -6.7534e-09 | 439.8016 | -9.7708e-12 | 20
8005 | 8.9997e-08 | 9.6369e-08 | -6.3721e-09 | 439.8016 | -9.2191e-12 | 20
8010 | 8.9997e-08 | 9.601e-08 | -6.0129e-09 | 439.8016 | -8.6995e-12 | 20
8015 | 8.9997e-08 | 9.5671e-08 | -5.6738e-09 | 439.8016 | -8.2088e-12 | 20
8020 | 8.9997e-08 | 9.535e-08 | -5.3523e-09 | 439.8016 | -7.7437e-12 | 20
8025 | 8.9997e-08 | 9.5048e-08 | -5.0508e-09 | 439.8016 | -7.3075e-12 | 20
8030 | 8.9997e-08 | 9.4762e-08 | -4.7648e-09 | 439.8016 | -6.8937e-12 | 20
8035 | 8.9997e-08 | 9.4494e-08 | -4.4965e-09 | 439.8016 | -6.5056e-12 | 20
8040 | 8.9997e-08 | 9.4241e-08 | -4.2438e-09 | 439.8016 | -6.14e-12 | 20
8045 | 8.9997e-08 | 9.4002e-08 | -4.0044e-09 | 439.8016 | -5.7936e-12 | 20
8050 | 8.9997e-08 | 9.3776e-08 | -3.7783e-09 | 439.8016 | -5.4664e-12 | 20
8055 | 8.9997e-08 | 9.3563e-08 | -3.5655e-09 | 439.8016 | -5.1585e-12 | 20
8060 | 8.9997e-08 | 9.3361e-08 | -3.3637e-09 | 439.8016 | -4.8666e-12 | 20
8065 | 8.9997e-08 | 9.317e-08 | -3.1731e-09 | 439.8016 | -4.5908e-12 | 20
8070 | 8.9997e-08 | 9.2991e-08 | -2.9935e-09 | 439.8016 | -4.331e-12 | 20
8075 | 8.9997e-08 | 9.2822e-08 | -2.825e-09 | 439.8016 | -4.0872e-12 | 20
8080 | 8.9997e-08 | 9.2663e-08 | -2.6654e-09 | 439.8016 | -3.8563e-12 | 20
8085 | 8.9997e-08 | 9.2512e-08 | -2.5146e-09 | 439.8016 | -3.6382e-12 | 20
8090 | 8.9997e-08 | 9.237e-08 | -2.3727e-09 | 439.8016 | -3.4329e-12 | 20
8095 | 8.9997e-08 | 9.2237e-08 | -2.2397e-09 | 439.8016 | -3.2404e-12 | 20
8100 | 8.9997e-08 | 9.2111e-08 | -2.1134e-09 | 439.8016 | -3.0576e-12 | 20
8105 | 8.9997e-08 | 9.1991e-08 | -1.9937e-09 | 439.8016 | -2.8845e-12 | 20
8110 | 8.9997e-08 | 9.188e-08 | -1.8828e-09 | 439.8016 | -2.7241e-12 | 20
8115 | 8.9997e-08 | 9.1774e-08 | -1.7764e-09 | 439.8016 | -2.5701e-12 | 20
8120 | 8.9997e-08 | 9.1672e-08 | -1.6744e-09 | 439.8016 | -2.4226e-12 | 20
8125 | 8.9997e-08 | 9.1579e-08 | -1.5813e-09 | 439.8016 | -2.2878e-12 | 20
8130 | 8.9997e-08 | 9.149e-08 | -1.4926e-09 | 439.8016 | -2.1595e-12 | 20
8135 | 8.9997e-08 | 9.1406e-08 | -1.4084e-09 | 439.8016 | -2.0376e-12 | 20
8140 | 8.9997e-08 | 9.1326e-08 | -1.3286e-09 | 439.8016 | -1.9222e-12 | 20
8145 | 8.9997e-08 | 9.1251e-08 | -1.2532e-09 | 439.8016 | -1.8132e-12 | 20
8150 | 8.9997e-08 | 9.118e-08 | -1.1823e-09 | 439.8016 | -1.7105e-12 | 20
8155 | 8.9997e-08 | 9.1113e-08 | -1.1158e-09 | 439.8016 | -1.6143e-12 | 20
8160 | 8.9997e-08 | 9.1051e-08 | -1.0537e-09 | 439.8016 | -1.5245e-12 | 20
8165 | 8.9997e-08 | 9.0991e-08 | -9.9383e-10 | 439.8016 | -1.4379e-12 | 20
8170 | 8.9997e-08 | 9.0934e-08 | -9.3619e-10 | 439.8016 | -1.3545e-12 | 20
8175 | 8.9997e-08 | 9.0883e-08 | -8.852e-10 | 439.8016 | -1.2807e-12 | 20
8180 | 8.9997e-08 | 9.0832e-08 | -8.3421e-10 | 439.8016 | -1.2069e-12 | 20
8185 | 8.9997e-08 | 9.0785e-08 | -7.8765e-10 | 439.8016 | -1.1396e-12 | 20
8190 | 8.9997e-08 | 9.0741e-08 | -7.4331e-10 | 439.8016 | -1.0754e-12 | 20
8195 | 8.9997e-08 | 9.0699e-08 | -7.0119e-10 | 439.8016 | -1.0145e-12 | 20
8200 | 8.9997e-08 | 9.0659e-08 | -6.6128e-10 | 439.8016 | -9.5674e-13 | 20
8205 | 8.9997e-08 | 9.0621e-08 | -6.2359e-10 | 439.8016 | -9.0221e-13 | 20
8210 | 8.9997e-08 | 9.0586e-08 | -5.8812e-10 | 439.8016 | -8.5089e-13 | 20
8215 | 8.9997e-08 | 9.0552e-08 | -5.5486e-10 | 439.8016 | -8.0278e-13 | 20
8220 | 8.9997e-08 | 9.0521e-08 | -5.2386e-10 | 439.8016 | -7.5792e-13 | 20
8225 | 8.9997e-08 | 9.0492e-08 | -4.9504e-10 | 439.8016 | -7.1622e-13 | 20
8230 | 8.9997e-08 | 9.0464e-08 | -4.6622e-10 | 439.8016 | -6.7453e-13 | 20
8235 | 8.9997e-08 | 9.0437e-08 | -4.3961e-10 | 439.8016 | -6.3603e-13 | 20
8240 | 8.9997e-08 | 9.0413e-08 | -4.1523e-10 | 439.8016 | -6.0075e-13 | 20
8245 | 8.9997e-08 | 9.039e-08 | -3.9306e-10 | 439.8016 | -5.6868e-13 | 20
8250 | 8.9997e-08 | 9.0368e-08 | -3.7089e-10 | 439.8016 | -5.366e-13 | 20
8255 | 8.9997e-08 | 9.0346e-08 | -3.4872e-10 | 439.8016 | -5.0452e-13 | 20
8260 | 8.9997e-08 | 9.0326e-08 | -3.2876e-10 | 439.8016 | -4.7565e-13 | 20
8265 | 8.9997e-08 | 9.0308e-08 | -3.1103e-10 | 439.8016 | -4.4999e-13 | 20
8270 | 8.9997e-08 | 9.0291e-08 | -2.9329e-10 | 439.8016 | -4.2433e-13 | 20
8275 | 8.9997e-08 | 9.0275e-08 | -2.7777e-10 | 439.8016 | -4.0188e-13 | 20
8280 | 8.9997e-08 | 9.026e-08 | -2.6225e-10 | 439.8016 | -3.7943e-13 | 20
8285 | 8.9997e-08 | 9.0244e-08 | -2.4673e-10 | 439.8016 | -3.5697e-13 | 20
8290 | 8.9997e-08 | 9.0231e-08 | -2.3343e-10 | 439.8016 | -3.3773e-13 | 20
8295 | 8.9997e-08 | 9.0218e-08 | -2.2013e-10 | 439.8016 | -3.1848e-13 | 20
8300 | 8.9997e-08 | 9.0204e-08 | -2.0683e-10 | 439.8016 | -2.9924e-13 | 20
8305 | 8.9997e-08 | 9.0193e-08 | -1.9574e-10 | 439.8016 | -2.832e-13 | 20
8310 | 8.9997e-08 | 9.0182e-08 | -1.8466e-10 | 439.8016 | -2.6716e-13 | 20
8315 | 8.9997e-08 | 9.0171e-08 | -1.7357e-10 | 439.8016 | -2.5112e-13 | 20
8320 | 8.9997e-08 | 9.0162e-08 | -1.647e-10 | 439.8016 | -2.3829e-13 | 20
8325 | 8.9997e-08 | 9.0151e-08 | -1.5362e-10 | 439.8016 | -2.2225e-13 | 20
8330 | 8.9997e-08 | 9.0144e-08 | -1.4697e-10 | 439.8016 | -2.1263e-13 | 20
8335 | 8.9997e-08 | 9.0135e-08 | -1.381e-10 | 439.8016 | -1.998e-13 | 20
8340 | 8.9997e-08 | 9.0127e-08 | -1.2923e-10 | 439.8016 | -1.8697e-13 | 20
8345 | 8.9997e-08 | 9.012e-08 | -1.2258e-10 | 439.8016 | -1.7735e-13 | 20
8350 | 8.9997e-08 | 9.0113e-08 | -1.1593e-10 | 439.8016 | -1.6773e-13 | 20
8355 | 8.9997e-08 | 9.0107e-08 | -1.0928e-10 | 439.8016 | -1.581e-13 | 20
8360 | 8.9997e-08 | 9.01e-08 | -1.0263e-10 | 439.8016 | -1.4848e-13 | 20
8365 | 8.9997e-08 | 9.0093e-08 | -9.5975e-11 | 439.8016 | -1.3886e-13 | 20
8370 | 8.9997e-08 | 9.0089e-08 | -9.1541e-11 | 439.8016 | -1.3244e-13 | 20
8375 | 8.9997e-08 | 9.0085e-08 | -8.7107e-11 | 439.8016 | -1.2603e-13 | 20
8380 | 8.9997e-08 | 9.0078e-08 | -8.0456e-11 | 439.8016 | -1.164e-13 | 20
8385 | 8.9997e-08 | 9.0073e-08 | -7.6022e-11 | 439.8016 | -1.0999e-13 | 20
8390 | 8.9997e-08 | 9.0069e-08 | -7.1588e-11 | 439.8016 | -1.0357e-13 | 20
8395 | 8.9997e-08 | 9.0067e-08 | -6.9371e-11 | 439.8016 | -1.0037e-13 | 20
8400 | 8.9997e-08 | 9.0062e-08 | -6.4937e-11 | 439.8016 | -9.395e-14 | 20
8405 | 8.9997e-08 | 9.0058e-08 | -6.0503e-11 | 439.8016 | -8.7535e-14 | 20
8410 | 8.9997e-08 | 9.0056e-08 | -5.8286e-11 | 439.8016 | -8.4328e-14 | 20
8415 | 8.9997e-08 | 9.0051e-08 | -5.3851e-11 | 439.8016 | -7.7912e-14 | 20
8420 | 8.9997e-08 | 9.0049e-08 | -5.1634e-11 | 439.8016 | -7.4705e-14 | 20
8425 | 8.9997e-08 | 9.0047e-08 | -4.9417e-11 | 439.8016 | -7.1497e-14 | 20
8430 | 8.9997e-08 | 9.0042e-08 | -4.4983e-11 | 439.8016 | -6.5082e-14 | 20
8435 | 8.9997e-08 | 9.004e-08 | -4.2766e-11 | 439.8016 | -6.1874e-14 | 20
8440 | 8.9997e-08 | 9.0038e-08 | -4.0549e-11 | 439.8016 | -5.8667e-14 | 20
8445 | 8.9997e-08 | 9.0036e-08 | -3.8332e-11 | 439.8016 | -5.5459e-14 | 20
8450 | 8.9997e-08 | 9.0034e-08 | -3.6115e-11 | 439.8016 | -5.2252e-14 | 20
8455 | 8.9997e-08 | 9.0031e-08 | -3.3898e-11 | 439.8016 | -4.9044e-14 | 20
8460 | 8.9997e-08 | 9.0029e-08 | -3.1681e-11 | 439.8016 | -4.5836e-14 | 20
8465 | 8.9997e-08 | 9.0027e-08 | -2.9464e-11 | 439.8016 | -4.2629e-14 | 20
8470 | 8.9997e-08 | 9.0027e-08 | -2.9464e-11 | 439.8016 | -4.2629e-14 | 20
8475 | 8.9997e-08 | 9.0025e-08 | -2.7247e-11 | 439.8016 | -3.9421e-14 | 20
8480 | 8.9997e-08 | 9.0022e-08 | -2.503e-11 | 439.8016 | -3.6214e-14 | 20
8485 | 8.9997e-08 | 9.0022e-08 | -2.503e-11 | 439.8016 | -3.6214e-14 | 20
8490 | 8.9997e-08 | 9.002e-08 | -2.2813e-11 | 439.8016 | -3.3006e-14 | 20
8495 | 8.9997e-08 | 9.0018e-08 | -2.0596e-11 | 439.8016 | -2.9798e-14 | 20
8500 | 8.9997e-08 | 9.0018e-08 | -2.0596e-11 | 439.8016 | -2.9798e-14 | 20
8505 | 8.9997e-08 | 9.0016e-08 | -1.8379e-11 | 439.8016 | -2.6591e-14 | 20
8510 | 8.9997e-08 | 9.0016e-08 | -1.8379e-11 | 439.8016 | -2.6591e-14 | 20
8515 | 8.9997e-08 | 9.0016e-08 | -1.8379e-11 | 439.8016 | -2.6591e-14 | 20
8520 | 8.9997e-08 | 9.0014e-08 | -1.6162e-11 | 439.8016 | -2.3383e-14 | 20
8525 | 8.9997e-08 | 9.0014e-08 | -1.6162e-11 | 439.8016 | -2.3383e-14 | 20
8530 | 8.9997e-08 | 9.0011e-08 | -1.3945e-11 | 439.8016 | -2.0176e-14 | 20
8535 | 8.9997e-08 | 9.0011e-08 | -1.3945e-11 | 439.8016 | -2.0176e-14 | 20
8540 | 8.9997e-08 | 9.0011e-08 | -1.3945e-11 | 439.8016 | -2.0176e-14 | 20
8545 | 8.9997e-08 | 9.0009e-08 | -1.1728e-11 | 439.8016 | -1.6968e-14 | 20
8550 | 8.9997e-08 | 9.0009e-08 | -1.1728e-11 | 439.8016 | -1.6968e-14 | 20
8555 | 8.9997e-08 | 9.0007e-08 | -9.5109e-12 | 439.8016 | -1.376e-14 | 20
8560 | 8.9997e-08 | 9.0007e-08 | -9.5109e-12 | 439.8016 | -1.376e-14 | 20
8565 | 8.9997e-08 | 9.0007e-08 | -9.5109e-12 | 439.8016 | -1.376e-14 | 20
8570 | 8.9997e-08 | 9.0007e-08 | -9.5109e-12 | 439.8016 | -1.376e-14 | 20
8575 | 8.9997e-08 | 9.0007e-08 | -9.5109e-12 | 439.8016 | -1.376e-14 | 20
8580 | 8.9997e-08 | 9.0005e-08 | -7.2939e-12 | 439.8016 | -1.0553e-14 | 20
8585 | 8.9997e-08 | 9.0005e-08 | -7.2939e-12 | 439.8016 | -1.0553e-14 | 20
8590 | 8.9997e-08 | 9.0005e-08 | -7.2939e-12 | 439.8016 | -1.0553e-14 | 20
8595 | 8.9997e-08 | 9.0005e-08 | -7.2939e-12 | 439.8016 | -1.0553e-14 | 20
8600 | 8.9997e-08 | 9.0002e-08 | -5.0768e-12 | 439.8016 | -7.3452e-15 | 20
8605 | 8.9997e-08 | 9.0002e-08 | -5.0768e-12 | 439.8016 | -7.3452e-15 | 20
8610 | 8.9997e-08 | 9.0002e-08 | -5.0768e-12 | 439.8016 | -7.3452e-15 | 20
8615 | 8.9997e-08 | 9.0002e-08 | -5.0768e-12 | 439.8016 | -7.3452e-15 | 20
8620 | 8.9997e-08 | 9.0002e-08 | -5.0768e-12 | 439.8016 | -7.3452e-15 | 20
8625 | 8.9997e-08 | 9.0002e-08 | -5.0768e-12 | 439.8016 | -7.3452e-15 | 20
8630 | 8.9997e-08 | 9.0002e-08 | -5.0768e-12 | 439.8016 | -7.3452e-15 | 20
8635 | 8.9997e-08 | 9.0002e-08 | -5.0768e-12 | 439.8016 | -7.3452e-15 | 20
8640 | 8.9997e-08 | 9.0002e-08 | -5.0768e-12 | 439.8016 | -7.3452e-15 | 20
8645 | 8.9997e-08 | 9e-08 | -2.8598e-12 | 439.8016 | -4.1376e-15 | 20
8650 | 8.9997e-08 | 9e-08 | -2.8598e-12 | 439.8016 | -4.1376e-15 | 20
8655 | 8.9997e-08 | 9e-08 | -2.8598e-12 | 439.8016 | -4.1376e-15 | 20
8660 | 8.9997e-08 | 9e-08 | -2.8598e-12 | 439.8016 | -4.1376e-15 | 20
8665 | 8.9997e-08 | 9e-08 | -2.8598e-12 | 439.8016 | -4.1376e-15 | 20
8670 | 8.9997e-08 | 9e-08 | -2.8598e-12 | 439.8016 | -4.1376e-15 | 20
8675 | 8.9997e-08 | 9e-08 | -2.8598e-12 | 439.8016 | -4.1376e-15 | 20
8680 | 8.9997e-08 | 9e-08 | -2.8598e-12 | 439.8016 | -4.1376e-15 | 20
8685 | 8.9997e-08 | 9e-08 | -2.8598e-12 | 439.8016 | -4.1376e-15 | 20
8690 | 8.9997e-08 | 9e-08 | -2.8598e-12 | 439.8016 | -4.1376e-15 | 20
8695 | 8.9997e-08 | 9e-08 | -2.8598e-12 | 439.8016 | -4.1376e-15 | 20
8700 | 8.9997e-08 | 9e-08 | -2.8598e-12 | 439.8016 | -4.1376e-15 | 20
8705 | 8.9997e-08 | 9e-08 | -2.8598e-12 | 439.8016 | -4.1376e-15 | 20
8710 | 8.9997e-08 | 9e-08 | -2.8598e-12 | 439.8016 | -4.1376e-15 | 20
8715 | 8.9997e-08 | 8.9998e-08 | -6.4277e-13 | 439.8016 | -9.2996e-16 | 20
8720 | 8.9997e-08 | 8.9998e-08 | -6.4277e-13 | 439.8016 | -9.2996e-16 | 20
8725 | 8.9997e-08 | 8.9998e-08 | -6.4277e-13 | 439.8016 | -9.2996e-16 | 20
8730 | 8.9997e-08 | 8.9998e-08 | -6.4277e-13 | 439.8016 | -9.2996e-16 | 20
8735 | 8.9997e-08 | 8.9998e-08 | -6.4277e-13 | 439.8016 | -9.2996e-16 | 20
8740 | 8.9997e-08 | 8.9998e-08 | -6.4277e-13 | 439.8016 | -9.2996e-16 | 20
8745 | 8.9997e-08 | 8.9998e-08 | -6.4277e-13 | 439.8016 | -9.2996e-16 | 20
8750 | 8.9997e-08 | 8.9998e-08 | -6.4277e-13 | 439.8016 | -9.2996e-16 | 20
8755 | 8.9997e-08 | 8.9998e-08 | -6.4277e-13 | 439.8016 | -9.2996e-16 | 20
8760 | 8.9997e-08 | 8.9998e-08 | -6.4277e-13 | 439.8016 | -9.2996e-16 | 20
8765 | 8.9997e-08 | 8.9998e-08 | -6.4277e-13 | 439.8016 | -9.2996e-16 | 20
8770 | 8.9997e-08 | 8.9998e-08 | -6.4277e-13 | 439.8016 | -9.2996e-16 | 20
8775 | 8.9997e-08 | 8.9998e-08 | -6.4277e-13 | 439.8016 | -9.2996e-16 | 20
8780 | 8.9997e-08 | 8.9998e-08 | -6.4277e-13 | 439.8016 | -9.2996e-16 | 20
8785 | 8.9997e-08 | 8.9998e-08 | -6.4277e-13 | 439.8016 | -9.2996e-16 | 20
8790 | 8.9997e-08 | 8.9998e-08 | -6.4277e-13 | 439.8016 | -9.2996e-16 | 20
8795 | 8.9997e-08 | 8.9998e-08 | -6.4277e-13 | 439.8016 | -9.2996e-16 | 20
8800 | 8.9997e-08 | 8.9998e-08 | -6.4277e-13 | 439.8016 | -9.2996e-16 | 20
8805 | 8.9997e-08 | 8.9998e-08 | -6.4277e-13 | 439.8016 | -9.2996e-16 | 20
8810 | 8.9997e-08 | 8.9998e-08 | -6.4277e-13 | 439.8016 | -9.2996e-16 | 20
8815 | 8.9997e-08 | 8.9998e-08 | -6.4277e-13 | 439.8016 | -9.2996e-16 | 20
8820 | 8.9997e-08 | 8.9998e-08 | -6.4277e-13 | 439.8016 | -9.2996e-16 | 20
8825 | 8.9997e-08 | 8.9998e-08 | -6.4277e-13 | 439.8016 | -9.2996e-16 | 20
8830 | 8.9997e-08 | 8.9998e-08 | -6.4277e-13 | 439.8016 | -9.2996e-16 | 20
8835 | 8.9997e-08 | 8.9998e-08 | -6.4277e-13 | 439.8016 | -9.2996e-16 | 20
8840 | 8.9997e-08 | 8.9998e-08 | -6.4277e-13 | 439.8016 | -9.2996e-16 | 20
8845 | 8.9997e-08 | 8.9998e-08 | -6.4277e-13 | 439.8016 | -9.2996e-16 | 20
8850 | 8.9997e-08 | 8.9998e-08 | -6.4277e-13 | 439.8016 | -9.2996e-16 | 20
8855 | 8.9997e-08 | 8.9998e-08 | -6.4277e-13 | 439.8016 | -9.2996e-16 | 20
8860 | 8.9997e-08 | 8.9998e-08 | -6.4277e-13 | 439.8016 | -9.2996e-16 | 20
8865 | 8.9997e-08 | 8.9998e-08 | -6.4277e-13 | 439.8016 | -9.2996e-16 | 20
8870 | 8.9997e-08 | 8.9998e-08 | -6.4277e-13 | 439.8016 | -9.2996e-16 | 20
8875 | 8.9997e-08 | 8.9998e-08 | -6.4277e-13 | 439.8016 | -9.2996e-16 | 20
8880 | 8.9997e-08 | 8.9998e-08 | -6.4277e-13 | 439.8016 | -9.2996e-16 | 20
8885 | 8.9997e-08 | 8.9998e-08 | -6.4277e-13 | 439.8016 | -9.2996e-16 | 20
8890 | 8.9997e-08 | 8.9998e-08 | -6.4277e-13 | 439.8016 | -9.2996e-16 | 20
8895 | 8.9997e-08 | 8.9998e-08 | -6.4277e-13 | 439.8016 | -9.2996e-16 | 20
8900 | 8.9997e-08 | 8.9998e-08 | -6.4277e-13 | 439.8016 | -9.2996e-16 | 20
8905 | 8.9997e-08 | 8.9998e-08 | -6.4277e-13 | 439.8016 | -9.2996e-16 | 20
8910 | 8.9997e-08 | 8.9998e-08 | -6.4277e-13 | 439.8016 | -9.2996e-16 | 20
8915 | 8.9997e-08 | 8.9998e-08 | -6.4277e-13 | 439.8016 | -9.2996e-16 | 20
8920 | 8.9997e-08 | 8.9998e-08 | -6.4277e-13 | 439.8016 | -9.2996e-16 | 20
8925 | 8.9997e-08 | 8.9998e-08 | -6.4277e-13 | 439.8016 | -9.2996e-16 | 20
8930 | 8.9997e-08 | 8.9998e-08 | -6.4277e-13 | 439.8016 | -9.2996e-16 | 20
8935 | 8.9997e-08 | 8.9998e-08 | -6.4277e-13 | 439.8016 | -9.2996e-16 | 20
8940 | 8.9997e-08 | 8.9998e-08 | -6.4277e-13 | 439.8016 | -9.2996e-16 | 20
8945 | 8.9997e-08 | 8.9998e-08 | -6.4277e-13 | 439.8016 | -9.2996e-16 | 20
8950 | 8.9997e-08 | 8.9998e-08 | -6.4277e-13 | 439.8016 | -9.2996e-16 | 20
8955 | 8.9997e-08 | 8.9998e-08 | -6.4277e-13 | 439.8016 | -9.2996e-16 | 20
8960 | 8.9997e-08 | 8.9998e-08 | -6.4277e-13 | 439.8016 | -9.2996e-16 | 20
8965 | 8.9997e-08 | 8.9998e-08 | -6.4277e-13 | 439.8016 | -9.2996e-16 | 20
8970 | 8.9997e-08 | 8.9998e-08 | -6.4277e-13 | 439.8016 | -9.2996e-16 | 20
8975 | 8.9997e-08 | 8.9998e-08 | -6.4277e-13 | 439.8016 | -9.2996e-16 | 20
8980 | 8.9997e-08 | 8.9998e-08 | -6.4277e-13 | 439.8016 | -9.2996e-16 | 20
8985 | 8.9997e-08 | 8.9998e-08 | -6.4277e-13 | 439.8016 | -9.2996e-16 | 20
8990 | 8.9997e-08 | 8.9998e-08 | -6.4277e-13 | 439.8016 | -9.2996e-16 | 20
8995 | 8.9997e-08 | 8.9998e-08 | -6.4277e-13 | 439.8016 | -9.2996e-16 | 20
9000 | 8.9997e-08 | 8.9998e-08 | -6.4277e-13 | 439.8016 | -9.2996e-16 | 20
9005 | 8.9997e-08 | 8.9998e-08 | -6.4277e-13 | 439.8016 | -9.2996e-16 | 20
9010 | 8.9997e-08 | 8.9998e-08 | -6.4277e-13 | 439.8016 | -9.2996e-16 | 20
9015 | 8.9997e-08 | 8.9998e-08 | -6.4277e-13 | 439.8016 | -9.2996e-16 | 20
9020 | 8.9997e-08 | 8.9998e-08 | -6.4277e-13 | 439.8016 | -9.2996e-16 | 20
9025 | 8.9997e-08 | 8.9998e-08 | -6.4277e-13 | 439.8016 | -9.2996e-16 | 20
9030 | 8.9997e-08 | 8.9998e-08 | -6.4277e-13 | 439.8016 | -9.2996e-16 | 20
9035 | 8.9997e-08 | 8.9998e-08 | -6.4277e-13 | 439.8016 | -9.2996e-16 | 20
9040 | 8.9997e-08 | 8.9998e-08 | -6.4277e-13 | 439.8016 | -9.2996e-16 | 20
9045 | 8.9997e-08 | 8.9998e-08 | -6.4277e-13 | 439.8016 | -9.2996e-16 | 20
9050 | 8.9997e-08 | 8.9998e-08 | -6.4277e-13 | 439.8016 | -9.2996e-16 | 20
9055 | 8.9997e-08 | 8.9998e-08 | -6.4277e-13 | 439.8016 | -9.2996e-16 | 20
9060 | 8.9997e-08 | 8.9998e-08 | -6.4277e-13 | 439.8016 | -9.2996e-16 | 20
9065 | 8.9997e-08 | 8.9998e-08 | -6.4277e-13 | 439.8016 | -9.2996e-16 | 20
9070 | 8.9997e-08 | 8.9998e-08 | -6.4277e-13 | 439.8016 | -9.2996e-16 | 20
9075 | 8.9997e-08 | 8.9998e-08 | -6.4277e-13 | 439.8016 | -9.2996e-16 | 20
9080 | 8.9997e-08 | 8.9998e-08 | -6.4277e-13 | 439.8016 | -9.2996e-16 | 20
9085 | 8.9997e-08 | 8.9998e-08 | -6.4277e-13 | 439.8016 | -9.2996e-16 | 20
9090 | 8.9997e-08 | 8.9998e-08 | -6.4277e-13 | 439.8016 | -9.2996e-16 | 20
9095 | 8.9997e-08 | 8.9998e-08 | -6.4277e-13 | 439.8016 | -9.2996e-16 | 20
9100 | 8.9997e-08 | 8.9998e-08 | -6.4277e-13 | 439.8016 | -9.2996e-16 | 20
9105 | 8.9997e-08 | 8.9998e-08 | -6.4277e-13 | 439.8016 | -9.2996e-16 | 20
9110 | 8.9997e-08 | 8.9998e-08 | -6.4277e-13 | 439.8016 | -9.2996e-16 | 20
9115 | 8.9997e-08 | 8.9998e-08 | -6.4277e-13 | 439.8016 | -9.2996e-16 | 20
9120 | 8.9997e-08 | 8.9998e-08 | -6.4277e-13 | 439.8016 | -9.2996e-16 | 20
9125 | 8.9997e-08 | 8.9998e-08 | -6.4277e-13 | 439.8016 | -9.2996e-16 | 20
9130 | 8.9997e-08 | 8.9998e-08 | -6.4277e-13 | 439.8016 | -9.2996e-16 | 20
9135 | 8.9997e-08 | 8.9998e-08 | -6.4277e-13 | 439.8016 | -9.2996e-16 | 20
9140 | 8.9997e-08 | 8.9998e-08 | -6.4277e-13 | 439.8016 | -9.2996e-16 | 20
9145 | 8.9997e-08 | 8.9998e-08 | -6.4277e-13 | 439.8016 | -9.2996e-16 | 20
9150 | 8.9997e-08 | 8.9998e-08 | -6.4277e-13 | 439.8016 | -9.2996e-16 | 20
9155 | 8.9997e-08 | 8.9998e-08 | -6.4277e-13 | 439.8016 | -9.2996e-16 | 20
9160 | 8.9997e-08 | 8.9998e-08 | -6.4277e-13 | 439.8016 | -9.2996e-16 | 20
9165 | 8.9997e-08 | 8.9998e-08 | -6.4277e-13 | 439.8016 | -9.2996e-16 | 20
9170 | 8.9997e-08 | 8.9998e-08 | -6.4277e-13 | 439.8016 | -9.2996e-16 | 20
9175 | 8.9997e-08 | 8.9998e-08 | -6.4277e-13 | 439.8016 | -9.2996e-16 | 20
9180 | 8.9997e-08 | 8.9998e-08 | -6.4277e-13 | 439.8016 | -9.2996e-16 | 20
9185 | 8.9997e-08 | 8.9998e-08 | -6.4277e-13 | 439.8016 | -9.2996e-16 | 20
9190 | 8.9997e-08 | 8.9998e-08 | -6.4277e-13 | 439.8016 | -9.2996e-16 | 20
9195 | 8.9997e-08 | 8.9998e-08 | -6.4277e-13 | 439.8016 | -9.2996e-16 | 20
9200 | 8.9997e-08 | 8.9998e-08 | -6.4277e-13 | 439.8016 | -9.2996e-16 | 20
9205 | 8.9997e-08 | 8.9998e-08 | -6.4277e-13 | 439.8016 | -9.2996e-16 | 20
9210 | 8.9997e-08 | 8.9998e-08 | -6.4277e-13 | 439.8016 | -9.2996e-16 | 20
9215 | 8.9997e-08 | 8.9998e-08 | -6.4277e-13 | 439.8016 | -9.2996e-16 | 20
9220 | 8.9997e-08 | 8.9998e-08 | -6.4277e-13 | 439.8016 | -9.2996e-16 | 20
9225 | 8.9997e-08 | 8.9998e-08 | -6.4277e-13 | 439.8016 | -9.2996e-16 | 20
9230 | 8.9997e-08 | 8.9998e-08 | -6.4277e-13 | 439.8016 | -9.2996e-16 | 20
9235 | 8.9997e-08 | 8.9998e-08 | -6.4277e-13 | 439.8016 | -9.2996e-16 | 20
9240 | 8.9997e-08 | 8.9998e-08 | -6.4277e-13 | 439.8016 | -9.2996e-16 | 20
9245 | 8.9997e-08 | 8.9998e-08 | -6.4277e-13 | 439.8016 | -9.2996e-16 | 20
9250 | 8.9997e-08 | 8.9998e-08 | -6.4277e-13 | 439.8016 | -9.2996e-16 | 20
9255 | 8.9997e-08 | 8.9998e-08 | -6.4277e-13 | 439.8016 | -9.2996e-16 | 20
9260 | 8.9997e-08 | 8.9998e-08 | -6.4277e-13 | 439.8016 | -9.2996e-16 | 20
9265 | 8.9997e-08 | 8.9998e-08 | -6.4277e-13 | 439.8016 | -9.2996e-16 | 20
9270 | 8.9997e-08 | 8.9998e-08 | -6.4277e-13 | 439.8016 | -9.2996e-16 | 20
9275 | 8.9997e-08 | 8.9998e-08 | -6.4277e-13 | 439.8016 | -9.2996e-16 | 20
9280 | 8.9997e-08 | 8.9998e-08 | -6.4277e-13 | 439.8016 | -9.2996e-16 | 20
9285 | 8.9997e-08 | 8.9998e-08 | -6.4277e-13 | 439.8016 | -9.2996e-16 | 20
9290 | 8.9997e-08 | 8.9998e-08 | -6.4277e-13 | 439.8016 | -9.2996e-16 | 20
9295 | 8.9997e-08 | 8.9998e-08 | -6.4277e-13 | 439.8016 | -9.2996e-16 | 20
9300 | 8.9997e-08 | 8.9998e-08 | -6.4277e-13 | 439.8016 | -9.2996e-16 | 20
9305 | 8.9997e-08 | 8.9998e-08 | -6.4277e-13 | 439.8016 | -9.2996e-16 | 20
9310 | 8.9997e-08 | 8.9998e-08 | -6.4277e-13 | 439.8016 | -9.2996e-16 | 20
9315 | 8.9997e-08 | 8.9998e-08 | -6.4277e-13 | 439.8016 | -9.2996e-16 | 20
9320 | 8.9997e-08 | 8.9998e-08 | -6.4277e-13 | 439.8016 | -9.2996e-16 | 20
9325 | 8.9997e-08 | 8.9998e-08 | -6.4277e-13 | 439.8016 | -9.2996e-16 | 20
9330 | 8.9997e-08 | 8.9998e-08 | -6.4277e-13 | 439.8016 | -9.2996e-16 | 20
9335 | 8.9997e-08 | 8.9998e-08 | -6.4277e-13 | 439.8016 | -9.2996e-16 | 20
9340 | 8.9997e-08 | 8.9998e-08 | -6.4277e-13 | 439.8016 | -9.2996e-16 | 20
9345 | 8.9997e-08 | 8.9998e-08 | -6.4277e-13 | 439.8016 | -9.2996e-16 | 20
9350 | 8.9997e-08 | 8.9998e-08 | -6.4277e-13 | 439.8016 | -9.2996e-16 | 20
9355 | 8.9997e-08 | 8.9998e-08 | -6.4277e-13 | 439.8016 | -9.2996e-16 | 20
9360 | 8.9997e-08 | 8.9998e-08 | -6.4277e-13 | 439.8016 | -9.2996e-16 | 20
9365 | 8.9997e-08 | 8.9998e-08 | -6.4277e-13 | 439.8016 | -9.2996e-16 | 20
9370 | 8.9997e-08 | 8.9998e-08 | -6.4277e-13 | 439.8016 | -9.2996e-16 | 20
9375 | 8.9997e-08 | 8.9998e-08 | -6.4277e-13 | 439.8016 | -9.2996e-16 | 20
9380 | 8.9997e-08 | 8.9998e-08 | -6.4277e-13 | 439.8016 | -9.2996e-16 | 20
9385 | 8.9997e-08 | 8.9998e-08 | -6.4277e-13 | 439.8016 | -9.2996e-16 | 20
9390 | 8.9997e-08 | 8.9998e-08 | -6.4277e-13 | 439.8016 | -9.2996e-16 | 20
9395 | 8.9997e-08 | 8.9998e-08 | -6.4277e-13 | 439.8016 | -9.2996e-16 | 20
9400 | 8.9997e-08 | 8.9998e-08 | -6.4277e-13 | 439.8016 | -9.2996e-16 | 20
9405 | 8.9997e-08 | 8.9998e-08 | -6.4277e-13 | 439.8016 | -9.2996e-16 | 20
9410 | 8.9997e-08 | 8.9998e-08 | -6.4277e-13 | 439.8016 | -9.2996e-16 | 20
9415 | 8.9997e-08 | 8.9998e-08 | -6.4277e-13 | 439.8016 | -9.2996e-16 | 20
9420 | 8.9997e-08 | 8.9998e-08 | -6.4277e-13 | 439.8016 | -9.2996e-16 | 20
9425 | 8.9997e-08 | 8.9998e-08 | -6.4277e-13 | 439.8016 | -9.2996e-16 | 20
9430 | 8.9997e-08 | 8.9998e-08 | -6.4277e-13 | 439.8016 | -9.2996e-16 | 20
9435 | 8.9997e-08 | 8.9998e-08 | -6.4277e-13 | 439.8016 | -9.2996e-16 | 20
9440 | 8.9997e-08 | 8.9998e-08 | -6.4277e-13 | 439.8016 | -9.2996e-16 | 20
9445 | 8.9997e-08 | 8.9998e-08 | -6.4277e-13 | 439.8016 | -9.2996e-16 | 20
9450 | 8.9997e-08 | 8.9998e-08 | -6.4277e-13 | 439.8016 | -9.2996e-16 | 20
9455 | 8.9997e-08 | 8.9998e-08 | -6.4277e-13 | 439.8016 | -9.2996e-16 | 20
9460 | 8.9997e-08 | 8.9998e-08 | -6.4277e-13 | 439.8016 | -9.2996e-16 | 20
9465 | 8.9997e-08 | 8.9998e-08 | -6.4277e-13 | 439.8016 | -9.2996e-16 | 20
9470 | 8.9997e-08 | 8.9998e-08 | -6.4277e-13 | 439.8016 | -9.2996e-16 | 20
9475 | 8.9997e-08 | 8.9998e-08 | -6.4277e-13 | 439.8016 | -9.2996e-16 | 20
9480 | 8.9997e-08 | 8.9998e-08 | -6.4277e-13 | 439.8016 | -9.2996e-16 | 20
9485 | 8.9997e-08 | 8.9998e-08 | -6.4277e-13 | 439.8016 | -9.2996e-16 | 20
9490 | 8.9997e-08 | 8.9998e-08 | -6.4277e-13 | 439.8016 | -9.2996e-16 | 20
9495 | 8.9997e-08 | 8.9998e-08 | -6.4277e-13 | 439.8016 | -9.2996e-16 | 20
9500 | 8.9997e-08 | 8.9998e-08 | -6.4277e-13 | 439.8016 | -9.2996e-16 | 20
9505 | 8.9997e-08 | 8.9998e-08 | -6.4277e-13 | 439.8016 | -9.2996e-16 | 20
9510 | 8.9997e-08 | 8.9998e-08 | -6.4277e-13 | 439.8016 | -9.2996e-16 | 20
9515 | 8.9997e-08 | 8.9998e-08 | -6.4277e-13 | 439.8016 | -9.2996e-16 | 20
9520 | 8.9997e-08 | 8.9998e-08 | -6.4277e-13 | 439.8016 | -9.2996e-16 | 20
9525 | 8.9997e-08 | 8.9998e-08 | -6.4277e-13 | 439.8016 | -9.2996e-16 | 20
9530 | 8.9997e-08 | 8.9998e-08 | -6.4277e-13 | 439.8016 | -9.2996e-16 | 20
9535 | 8.9997e-08 | 8.9998e-08 | -6.4277e-13 | 439.8016 | -9.2996e-16 | 20
9540 | 8.9997e-08 | 8.9998e-08 | -6.4277e-13 | 439.8016 | -9.2996e-16 | 20
9545 | 8.9997e-08 | 8.9998e-08 | -6.4277e-13 | 439.8016 | -9.2996e-16 | 20
9550 | 8.9997e-08 | 8.9998e-08 | -6.4277e-13 | 439.8016 | -9.2996e-16 | 20
9555 | 8.9997e-08 | 8.9998e-08 | -6.4277e-13 | 439.8016 | -9.2996e-16 | 20
9560 | 8.9997e-08 | 8.9998e-08 | -6.4277e-13 | 439.8016 | -9.2996e-16 | 20
9565 | 8.9997e-08 | 8.9998e-08 | -6.4277e-13 | 439.8016 | -9.2996e-16 | 20
9570 | 8.9997e-08 | 8.9998e-08 | -6.4277e-13 | 439.8016 | -9.2996e-16 | 20
9575 | 8.9997e-08 | 8.9998e-08 | -6.4277e-13 | 439.8016 | -9.2996e-16 | 20
9580 | 8.9997e-08 | 8.9998e-08 | -6.4277e-13 | 439.8016 | -9.2996e-16 | 20
9585 | 8.9997e-08 | 8.9998e-08 | -6.4277e-13 | 439.8016 | -9.2996e-16 | 20
9590 | 8.9997e-08 | 8.9998e-08 | -6.4277e-13 | 439.8016 | -9.2996e-16 | 20
9595 | 8.9997e-08 | 8.9998e-08 | -6.4277e-13 | 439.8016 | -9.2996e-16 | 20
9600 | 8.9997e-08 | 8.9998e-08 | -6.4277e-13 | 439.8016 | -9.2996e-16 | 20
9605 | 8.9997e-08 | 8.9998e-08 | -6.4277e-13 | 439.8016 | -9.2996e-16 | 20
9610 | 8.9997e-08 | 8.9998e-08 | -6.4277e-13 | 439.8016 | -9.2996e-16 | 20
9615 | 8.9997e-08 | 8.9998e-08 | -6.4277e-13 | 439.8016 | -9.2996e-16 | 20
9620 | 8.9997e-08 | 8.9998e-08 | -6.4277e-13 | 439.8016 | -9.2996e-16 | 20
9625 | 8.9997e-08 | 8.9998e-08 | -6.4277e-13 | 439.8016 | -9.2996e-16 | 20
9630 | 8.9997e-08 | 8.9998e-08 | -6.4277e-13 | 439.8016 | -9.2996e-16 | 20
9635 | 8.9997e-08 | 8.9998e-08 | -6.4277e-13 | 439.8016 | -9.2996e-16 | 20
9640 | 8.9997e-08 | 8.9998e-08 | -6.4277e-13 | 439.8016 | -9.2996e-16 | 20
9645 | 8.9997e-08 | 8.9998e-08 | -6.4277e-13 | 439.8016 | -9.2996e-16 | 20
9650 | 8.9997e-08 | 8.9998e-08 | -6.4277e-13 | 439.8016 | -9.2996e-16 | 20
9655 | 8.9997e-08 | 8.9998e-08 | -6.4277e-13 | 439.8016 | -9.2996e-16 | 20
9660 | 8.9997e-08 | 8.9998e-08 | -6.4277e-13 | 439.8016 | -9.2996e-16 | 20
9665 | 8.9997e-08 | 8.9998e-08 | -6.4277e-13 | 439.8016 | -9.2996e-16 | 20
9670 | 8.9997e-08 | 8.9998e-08 | -6.4277e-13 | 439.8016 | -9.2996e-16 | 20
9675 | 8.9997e-08 | 8.9998e-08 | -6.4277e-13 | 439.8016 | -9.2996e-16 | 20
9680 | 8.9997e-08 | 8.9998e-08 | -6.4277e-13 | 439.8016 | -9.2996e-16 | 20
9685 | 8.9997e-08 | 8.9998e-08 | -6.4277e-13 | 439.8016 | -9.2996e-16 | 20
9690 | 8.9997e-08 | 8.9998e-08 | -6.4277e-13 | 439.8016 | -9.2996e-16 | 20
9695 | 8.9997e-08 | 8.9998e-08 | -6.4277e-13 | 439.8016 | -9.2996e-16 | 20
9700 | 8.9997e-08 | 8.9998e-08 | -6.4277e-13 | 439.8016 | -9.2996e-16 | 20
9705 | 8.9997e-08 | 8.9998e-08 | -6.4277e-13 | 439.8016 | -9.2996e-16 | 20
9710 | 8.9997e-08 | 8.9998e-08 | -6.4277e-13 | 439.8016 | -9.2996e-16 | 20
9715 | 8.9997e-08 | 8.9998e-08 | -6.4277e-13 | 439.8016 | -9.2996e-16 | 20
9720 | 8.9997e-08 | 8.9998e-08 | -6.4277e-13 | 439.8016 | -9.2996e-16 | 20
9725 | 8.9997e-08 | 8.9998e-08 | -6.4277e-13 | 439.8016 | -9.2996e-16 | 20
9730 | 8.9997e-08 | 8.9998e-08 | -6.4277e-13 | 439.8016 | -9.2996e-16 | 20
9735 | 8.9997e-08 | 8.9998e-08 | -6.4277e-13 | 439.8016 | -9.2996e-16 | 20
9740 | 8.9997e-08 | 8.9998e-08 | -6.4277e-13 | 439.8016 | -9.2996e-16 | 20
9745 | 8.9997e-08 | 8.9998e-08 | -6.4277e-13 | 439.8016 | -9.2996e-16 | 20
9750 | 8.9997e-08 | 8.9998e-08 | -6.4277e-13 | 439.8016 | -9.2996e-16 | 20
9755 | 8.9997e-08 | 8.9998e-08 | -6.4277e-13 | 439.8016 | -9.2996e-16 | 20
9760 | 8.9997e-08 | 8.9998e-08 | -6.4277e-13 | 439.8016 | -9.2996e-16 | 20
9765 | 8.9997e-08 | 8.9998e-08 | -6.4277e-13 | 439.8016 | -9.2996e-16 | 20
9770 | 8.9997e-08 | 8.9998e-08 | -6.4277e-13 | 439.8016 | -9.2996e-16 | 20
9775 | 8.9997e-08 | 8.9998e-08 | -6.4277e-13 | 439.8016 | -9.2996e-16 | 20
9780 | 8.9997e-08 | 8.9998e-08 | -6.4277e-13 | 439.8016 | -9.2996e-16 | 20
9785 | 8.9997e-08 | 8.9998e-08 | -6.4277e-13 | 439.8016 | -9.2996e-16 | 20
9790 | 8.9997e-08 | 8.9998e-08 | -6.4277e-13 | 439.8016 | -9.2996e-16 | 20
9795 | 8.9997e-08 | 8.9998e-08 | -6.4277e-13 | 439.8016 | -9.2996e-16 | 20
9800 | 8.9997e-08 | 8.9998e-08 | -6.4277e-13 | 439.8016 | -9.2996e-16 | 20
9805 | 8.9997e-08 | 8.9998e-08 | -6.4277e-13 | 439.8016 | -9.2996e-16 | 20
9810 | 8.9997e-08 | 8.9998e-08 | -6.4277e-13 | 439.8016 | -9.2996e-16 | 20
9815 | 8.9997e-08 | 8.9998e-08 | -6.4277e-13 | 439.8016 | -9.2996e-16 | 20
9820 | 8.9997e-08 | 8.9998e-08 | -6.4277e-13 | 439.8016 | -9.2996e-16 | 20
9825 | 8.9997e-08 | 8.9998e-08 | -6.4277e-13 | 439.8016 | -9.2996e-16 | 20
9830 | 8.9997e-08 | 8.9998e-08 | -6.4277e-13 | 439.8016 | -9.2996e-16 | 20
9835 | 8.9997e-08 | 8.9998e-08 | -6.4277e-13 | 439.8016 | -9.2996e-16 | 20
9840 | 8.9997e-08 | 8.9998e-08 | -6.4277e-13 | 439.8016 | -9.2996e-16 | 20
9845 | 8.9997e-08 | 8.9998e-08 | -6.4277e-13 | 439.8016 | -9.2996e-16 | 20
9850 | 8.9997e-08 | 8.9998e-08 | -6.4277e-13 | 439.8016 | -9.2996e-16 | 20
9855 | 8.9997e-08 | 8.9998e-08 | -6.4277e-13 | 439.8016 | -9.2996e-16 | 20
9860 | 8.9997e-08 | 8.9998e-08 | -6.4277e-13 | 439.8016 | -9.2996e-16 | 20
9865 | 8.9997e-08 | 8.9998e-08 | -6.4277e-13 | 439.8016 | -9.2996e-16 | 20
9870 | 8.9997e-08 | 8.9998e-08 | -6.4277e-13 | 439.8016 | -9.2996e-16 | 20
9875 | 8.9997e-08 | 8.9998e-08 | -6.4277e-13 | 439.8016 | -9.2996e-16 | 20
9880 | 8.9997e-08 | 8.9998e-08 | -6.4277e-13 | 439.8016 | -9.2996e-16 | 20
9885 | 8.9997e-08 | 8.9998e-08 | -6.4277e-13 | 439.8016 | -9.2996e-16 | 20
9890 | 8.9997e-08 | 8.9998e-08 | -6.4277e-13 | 439.8016 | -9.2996e-16 | 20
9895 | 8.9997e-08 | 8.9998e-08 | -6.4277e-13 | 439.8016 | -9.2996e-16 | 20
9900 | 8.9997e-08 | 8.9998e-08 | -6.4277e-13 | 439.8016 | -9.2996e-16 | 20
9905 | 8.9997e-08 | 8.9998e-08 | -6.4277e-13 | 439.8016 | -9.2996e-16 | 20
9910 | 8.9997e-08 | 8.9998e-08 | -6.4277e-13 | 439.8016 | -9.2996e-16 | 20
9915 | 8.9997e-08 | 8.9998e-08 | -6.4277e-13 | 439.8016 | -9.2996e-16 | 20
9920 | 8.9997e-08 | 8.9998e-08 | -6.4277e-13 | 439.8016 | -9.2996e-16 | 20
9925 | 8.9997e-08 | 8.9998e-08 | -6.4277e-13 | 439.8016 | -9.2996e-16 | 20
9930 | 8.9997e-08 | 8.9998e-08 | -6.4277e-13 | 439.8016 | -9.2996e-16 | 20
9935 | 8.9997e-08 | 8.9998e-08 | -6.4277e-13 | 439.8016 | -9.2996e-16 | 20
9940 | 8.9997e-08 | 8.9998e-08 | -6.4277e-13 | 439.8016 | -9.2996e-16 | 20
9945 | 8.9997e-08 | 8.9998e-08 | -6.4277e-13 | 439.8016 | -9.2996e-16 | 20
9950 | 8.9997e-08 | 8.9998e-08 | -6.4277e-13 | 439.8016 | -9.2996e-16 | 20
9955 | 8.9997e-08 | 8.9998e-08 | -6.4277e-13 | 439.8016 | -9.2996e-16 | 20
9960 | 8.9997e-08 | 8.9998e-08 | -6.4277e-13 | 439.8016 | -9.2996e-16 | 20
9965 | 8.9997e-08 | 8.9998e-08 | -6.4277e-13 | 439.8016 | -9.2996e-16 | 20
9970 | 8.9997e-08 | 8.9998e-08 | -6.4277e-13 | 439.8016 | -9.2996e-16 | 20
9975 | 8.9997e-08 | 8.9998e-08 | -6.4277e-13 | 439.8016 | -9.2996e-16 | 20
9980 | 8.9997e-08 | 8.9998e-08 | -6.4277e-13 | 439.8016 | -9.2996e-16 | 20
9985 | 8.9997e-08 | 8.9998e-08 | -6.4277e-13 | 439.8016 | -9.2996e-16 | 20
9990 | 8.9997e-08 | 8.9998e-08 | -6.4277e-13 | 439.8016 | -9.2996e-16 | 20
9995 | 8.9997e-08 | 8.9998e-08 | -6.4277e-13 | 439.8016 | -9.2996e-16 | 20
10000 | 8.9997e-08 | 8.9998e-08 | -6.4277e-13 | 439.8016 | -9.2996e-16 | 20
10005 | 8.9997e-08 | 8.9998e-08 | -6.4277e-13 | 439.8016 | -9.2996e-16 | 20
10010 | 8.9997e-08 | 8.9998e-08 | -6.4277e-13 | 439.8016 | -9.2996e-16 | 20
10015 | 8.9997e-08 | 8.9998e-08 | -6.4277e-13 | 439.8016 | -9.2996e-16 | 20
10020 | 8.9997e-08 | 8.9998e-08 | -6.4277e-13 | 439.8016 | -9.2996e-16 | 20
10025 | 8.9997e-08 | 8.9998e-08 | -6.4277e-13 | 439.8016 | -9.2996e-16 | 20
10030 | 8.9997e-08 | 8.9998e-08 | -6.4277e-13 | 439.8016 | -9.2996e-16 | 20
10035 | 8.9997e-08 | 8.9998e-08 | -6.4277e-13 | 439.8016 | -9.2996e-16 | 20
10040 | 8.9997e-08 | 8.9998e-08 | -6.4277e-13 | 439.8016 | -9.2996e-16 | 20
10045 | 8.9997e-08 | 8.9998e-08 | -6.4277e-13 | 439.8016 | -9.2996e-16 | 20
10050 | 8.9997e-08 | 8.9998e-08 | -6.4277e-13 | 439.8016 | -9.2996e-16 | 20
10055 | 8.9997e-08 | 8.9998e-08 | -6.4277e-13 | 439.8016 | -9.2996e-16 | 20
10060 | 8.9997e-08 | 8.9998e-08 | -6.4277e-13 | 439.8016 | -9.2996e-16 | 20
10065 | 8.9997e-08 | 8.9998e-08 | -6.4277e-13 | 439.8016 | -9.2996e-16 | 20
10070 | 8.9997e-08 | 8.9998e-08 | -6.4277e-13 | 439.8016 | -9.2996e-16 | 20
10075 | 8.9997e-08 | 8.9998e-08 | -6.4277e-13 | 439.8016 | -9.2996e-16 | 20
10080 | 8.9997e-08 | 8.9998e-08 | -6.4277e-13 | 439.8016 | -9.2996e-16 | 20
10085 | 8.9997e-08 | 8.9998e-08 | -6.4277e-13 | 439.8016 | -9.2996e-16 | 20
10090 | 8.9997e-08 | 8.9998e-08 | -6.4277e-13 | 439.8016 | -9.2996e-16 | 20
10095 | 8.9997e-08 | 8.9998e-08 | -6.4277e-13 | 439.8016 | -9.2996e-16 | 20
10100 | 8.9997e-08 | 8.9998e-08 | -6.4277e-13 | 439.8016 | -9.2996e-16 | 20
10105 | 8.9997e-08 | 8.9998e-08 | -6.4277e-13 | 439.8016 | -9.2996e-16 | 20
10110 | 8.9997e-08 | 8.9998e-08 | -6.4277e-13 | 439.8016 | -9.2996e-16 | 20
10115 | 8.9997e-08 | 8.9998e-08 | -6.4277e-13 | 439.8016 | -9.2996e-16 | 20
10120 | 8.9997e-08 | 8.9998e-08 | -6.4277e-13 | 439.8016 | -9.2996e-16 | 20
10125 | 8.9997e-08 | 8.9998e-08 | -6.4277e-13 | 439.8016 | -9.2996e-16 | 20
10130 | 8.9997e-08 | 8.9998e-08 | -6.4277e-13 | 439.8016 | -9.2996e-16 | 20
10135 | 8.9997e-08 | 8.9998e-08 | -6.4277e-13 | 439.8016 | -9.2996e-16 | 20
10140 | 8.9997e-08 | 8.9998e-08 | -6.4277e-13 | 439.8016 | -9.2996e-16 | 20
10145 | 8.9997e-08 | 8.9998e-08 | -6.4277e-13 | 439.8016 | -9.2996e-16 | 20
10150 | 8.9997e-08 | 8.9998e-08 | -6.4277e-13 | 439.8016 | -9.2996e-16 | 20
10155 | 8.9997e-08 | 8.9998e-08 | -6.4277e-13 | 439.8016 | -9.2996e-16 | 20
10160 | 8.9997e-08 | 8.9998e-08 | -6.4277e-13 | 439.8016 | -9.2996e-16 | 20
10165 | 8.9997e-08 | 8.9998e-08 | -6.4277e-13 | 439.8016 | -9.2996e-16 | 20
10170 | 8.9997e-08 | 8.9998e-08 | -6.4277e-13 | 439.8016 | -9.2996e-16 | 20
10175 | 8.9997e-08 | 8.9998e-08 | -6.4277e-13 | 439.8016 | -9.2996e-16 | 20
10180 | 8.9997e-08 | 8.9998e-08 | -6.4277e-13 | 439.8016 | -9.2996e-16 | 20
10185 | 8.9997e-08 | 8.9998e-08 | -6.4277e-13 | 439.8016 | -9.2996e-16 | 20
10190 | 8.9997e-08 | 8.9998e-08 | -6.4277e-13 | 439.8016 | -9.2996e-16 | 20
10195 | 8.9997e-08 | 8.9998e-08 | -6.4277e-13 | 439.8016 | -9.2996e-16 | 20
10200 | 8.9997e-08 | 8.9998e-08 | -6.4277e-13 | 439.8016 | -9.2996e-16 | 20
10205 | 8.9997e-08 | 8.9998e-08 | -6.4277e-13 | 439.8016 | -9.2996e-16 | 20
10210 | 8.9997e-08 | 8.9998e-08 | -6.4277e-13 | 439.8016 | -9.2996e-16 | 20
10215 | 8.9997e-08 | 8.9998e-08 | -6.4277e-13 | 439.8016 | -9.2996e-16 | 20
10220 | 8.9997e-08 | 8.9998e-08 | -6.4277e-13 | 439.8016 | -9.2996e-16 | 20
10225 | 8.9997e-08 | 8.9998e-08 | -6.4277e-13 | 439.8016 | -9.2996e-16 | 20
10230 | 8.9997e-08 | 8.9998e-08 | -6.4277e-13 | 439.8016 | -9.2996e-16 | 20
10235 | 8.9997e-08 | 8.9998e-08 | -6.4277e-13 | 439.8016 | -9.2996e-16 | 20
10240 | 8.9997e-08 | 8.9998e-08 | -6.4277e-13 | 439.8016 | -9.2996e-16 | 20
10245 | 8.9997e-08 | 8.9998e-08 | -6.4277e-13 | 439.8016 | -9.2996e-16 | 20
10250 | 8.9997e-08 | 8.9998e-08 | -6.4277e-13 | 439.8016 | -9.2996e-16 | 20
10255 | 8.9997e-08 | 8.9998e-08 | -6.4277e-13 | 439.8016 | -9.2996e-16 | 20
10260 | 8.9997e-08 | 8.9998e-08 | -6.4277e-13 | 439.8016 | -9.2996e-16 | 20
10265 | 8.9997e-08 | 8.9998e-08 | -6.4277e-13 | 439.8016 | -9.2996e-16 | 20
10270 | 8.9997e-08 | 8.9998e-08 | -6.4277e-13 | 439.8016 | -9.2996e-16 | 20
10275 | 8.9997e-08 | 8.9998e-08 | -6.4277e-13 | 439.8016 | -9.2996e-16 | 20
10280 | 8.9997e-08 | 8.9998e-08 | -6.4277e-13 | 439.8016 | -9.2996e-16 | 20
10285 | 8.9997e-08 | 8.9998e-08 | -6.4277e-13 | 439.8016 | -9.2996e-16 | 20
10290 | 8.9997e-08 | 8.9998e-08 | -6.4277e-13 | 439.8016 | -9.2996e-16 | 20
10295 | 8.9997e-08 | 8.9998e-08 | -6.4277e-13 | 439.8016 | -9.2996e-16 | 20
10300 | 8.9997e-08 | 8.9998e-08 | -6.4277e-13 | 439.8016 | -9.2996e-16 | 20
10305 | 8.9997e-08 | 8.9998e-08 | -6.4277e-13 | 439.8016 | -9.2996e-16 | 20
10310 | 8.9997e-08 | 8.9998e-08 | -6.4277e-13 | 439.8016 | -9.2996e-16 | 20
10315 | 8.9997e-08 | 8.9998e-08 | -6.4277e-13 | 439.8016 | -9.2996e-16 | 20
10320 | 8.9997e-08 | 8.9998e-08 | -6.4277e-13 | 439.8016 | -9.2996e-16 | 20
10325 | 8.9997e-08 | 8.9998e-08 | -6.4277e-13 | 439.8016 | -9.2996e-16 | 20
10330 | 8.9997e-08 | 8.9998e-08 | -6.4277e-13 | 439.8016 | -9.2996e-16 | 20
10335 | 8.9997e-08 | 8.9998e-08 | -6.4277e-13 | 439.8016 | -9.2996e-16 | 20
10340 | 8.9997e-08 | 8.9998e-08 | -6.4277e-13 | 439.8016 | -9.2996e-16 | 20
10345 | 8.9997e-08 | 8.9998e-08 | -6.4277e-13 | 439.8016 | -9.2996e-16 | 20
10350 | 8.9997e-08 | 8.9998e-08 | -6.4277e-13 | 439.8016 | -9.2996e-16 | 20
10355 | 8.9997e-08 | 8.9998e-08 | -6.4277e-13 | 439.8016 | -9.2996e-16 | 20
10360 | 8.9997e-08 | 8.9998e-08 | -6.4277e-13 | 439.8016 | -9.2996e-16 | 20
10365 | 8.9997e-08 | 8.9998e-08 | -6.4277e-13 | 439.8016 | -9.2996e-16 | 20
10370 | 8.9997e-08 | 8.9998e-08 | -6.4277e-13 | 439.8016 | -9.2996e-16 | 20
10375 | 8.9997e-08 | 8.9998e-08 | -6.4277e-13 | 439.8016 | -9.2996e-16 | 20
10380 | 8.9997e-08 | 8.9998e-08 | -6.4277e-13 | 439.8016 | -9.2996e-16 | 20
10385 | 8.9997e-08 | 8.9998e-08 | -6.4277e-13 | 439.8016 | -9.2996e-16 | 20
10390 | 8.9997e-08 | 8.9998e-08 | -6.4277e-13 | 439.8016 | -9.2996e-16 | 20
10395 | 8.9997e-08 | 8.9998e-08 | -6.4277e-13 | 439.8016 | -9.2996e-16 | 20
10400 | 8.9997e-08 | 8.9998e-08 | -6.4277e-13 | 439.8016 | -9.2996e-16 | 20
10405 | 8.9997e-08 | 8.9998e-08 | -6.4277e-13 | 439.8016 | -9.2996e-16 | 20
10410 | 8.9997e-08 | 8.9998e-08 | -6.4277e-13 | 439.8016 | -9.2996e-16 | 20
10415 | 8.9997e-08 | 8.9998e-08 | -6.4277e-13 | 439.8016 | -9.2996e-16 | 20
10420 | 8.9997e-08 | 8.9998e-08 | -6.4277e-13 | 439.8016 | -9.2996e-16 | 20
10425 | 8.9997e-08 | 8.9998e-08 | -6.4277e-13 | 439.8016 | -9.2996e-16 | 20
10430 | 8.9997e-08 | 8.9998e-08 | -6.4277e-13 | 439.8016 | -9.2996e-16 | 20
10435 | 8.9997e-08 | 8.9998e-08 | -6.4277e-13 | 439.8016 | -9.2996e-16 | 20
10440 | 8.9997e-08 | 8.9998e-08 | -6.4277e-13 | 439.8016 | -9.2996e-16 | 20
10445 | 8.9997e-08 | 8.9998e-08 | -6.4277e-13 | 439.8016 | -9.2996e-16 | 20
10450 | 8.9997e-08 | 8.9998e-08 | -6.4277e-13 | 439.8016 | -9.2996e-16 | 20
10455 | 8.9997e-08 | 8.9998e-08 | -6.4277e-13 | 439.8016 | -9.2996e-16 | 20
10460 | 8.9997e-08 | 8.9998e-08 | -6.4277e-13 | 439.8016 | -9.2996e-16 | 20
10465 | 8.9997e-08 | 8.9998e-08 | -6.4277e-13 | 439.8016 | -9.2996e-16 | 20
10470 | 8.9997e-08 | 8.9998e-08 | -6.4277e-13 | 439.8016 | -9.2996e-16 | 20
10475 | 8.9997e-08 | 8.9998e-08 | -6.4277e-13 | 439.8016 | -9.2996e-16 | 20
10480 | 8.9997e-08 | 8.9998e-08 | -6.4277e-13 | 439.8016 | -9.2996e-16 | 20
10485 | 8.9997e-08 | 8.9998e-08 | -6.4277e-13 | 439.8016 | -9.2996e-16 | 20
10490 | 8.9997e-08 | 8.9998e-08 | -6.4277e-13 | 439.8016 | -9.2996e-16 | 20
10495 | 8.9997e-08 | 8.9998e-08 | -6.4277e-13 | 439.8016 | -9.2996e-16 | 20
10500 | 8.9997e-08 | 8.9998e-08 | -6.4277e-13 | 439.8016 | -9.2996e-16 | 20
10505 | 8.9997e-08 | 8.9998e-08 | -6.4277e-13 | 439.8016 | -9.2996e-16 | 20
10510 | 8.9997e-08 | 8.9998e-08 | -6.4277e-13 | 439.8016 | -9.2996e-16 | 20
10515 | 8.9997e-08 | 8.9998e-08 | -6.4277e-13 | 439.8016 | -9.2996e-16 | 20
10520 | 8.9997e-08 | 8.9998e-08 | -6.4277e-13 | 439.8016 | -9.2996e-16 | 20
10525 | 8.9997e-08 | 8.9998e-08 | -6.4277e-13 | 439.8016 | -9.2996e-16 | 20
10530 | 8.9997e-08 | 8.9998e-08 | -6.4277e-13 | 439.8016 | -9.2996e-16 | 20
10535 | 8.9997e-08 | 8.9998e-08 | -6.4277e-13 | 439.8016 | -9.2996e-16 | 20
10540 | 8.9997e-08 | 8.9998e-08 | -6.4277e-13 | 439.8016 | -9.2996e-16 | 20
10545 | 8.9997e-08 | 8.9998e-08 | -6.4277e-13 | 439.8016 | -9.2996e-16 | 20
10550 | 8.9997e-08 | 8.9998e-08 | -6.4277e-13 | 439.8016 | -9.2996e-16 | 20
10555 | 8.9997e-08 | 8.9998e-08 | -6.4277e-13 | 439.8016 | -9.2996e-16 | 20
10560 | 8.9997e-08 | 8.9998e-08 | -6.4277e-13 | 439.8016 | -9.2996e-16 | 20
10565 | 8.9997e-08 | 8.9998e-08 | -6.4277e-13 | 439.8016 | -9.2996e-16 | 20
10570 | 8.9997e-08 | 8.9998e-08 | -6.4277e-13 | 439.8016 | -9.2996e-16 | 20
10575 | 8.9997e-08 | 8.9998e-08 | -6.4277e-13 | 439.8016 | -9.2996e-16 | 20
10580 | 8.9997e-08 | 8.9998e-08 | -6.4277e-13 | 439.8016 | -9.2996e-16 | 20
10585 | 8.9997e-08 | 8.9998e-08 | -6.4277e-13 | 439.8016 | -9.2996e-16 | 20
10590 | 8.9997e-08 | 8.9998e-08 | -6.4277e-13 | 439.8016 | -9.2996e-16 | 20
10595 | 8.9997e-08 | 8.9998e-08 | -6.4277e-13 | 439.8016 | -9.2996e-16 | 20
10600 | 8.9997e-08 | 8.9998e-08 | -6.4277e-13 | 439.8016 | -9.2996e-16 | 20
10605 | 8.9997e-08 | 8.9998e-08 | -6.4277e-13 | 439.8016 | -9.2996e-16 | 20
10610 | 8.9997e-08 | 8.9998e-08 | -6.4277e-13 | 439.8016 | -9.2996e-16 | 20
10615 | 8.9997e-08 | 8.9998e-08 | -6.4277e-13 | 439.8016 | -9.2996e-16 | 20
10620 | 8.9997e-08 | 8.9998e-08 | -6.4277e-13 | 439.8016 | -9.2996e-16 | 20
10625 | 8.9997e-08 | 8.9998e-08 | -6.4277e-13 | 439.8016 | -9.2996e-16 | 20
10630 | 8.9997e-08 | 8.9998e-08 | -6.4277e-13 | 439.8016 | -9.2996e-16 | 20
10635 | 8.9997e-08 | 8.9998e-08 | -6.4277e-13 | 439.8016 | -9.2996e-16 | 20
10640 | 8.9997e-08 | 8.9998e-08 | -6.4277e-13 | 439.8016 | -9.2996e-16 | 20
10645 | 8.9997e-08 | 8.9998e-08 | -6.4277e-13 | 439.8016 | -9.2996e-16 | 20
10650 | 8.9997e-08 | 8.9998e-08 | -6.4277e-13 | 439.8016 | -9.2996e-16 | 20
10655 | 8.9997e-08 | 8.9998e-08 | -6.4277e-13 | 439.8016 | -9.2996e-16 | 20
10660 | 8.9997e-08 | 8.9998e-08 | -6.4277e-13 | 439.8016 | -9.2996e-16 | 20
10665 | 8.9997e-08 | 8.9998e-08 | -6.4277e-13 | 439.8016 | -9.2996e-16 | 20
10670 | 8.9997e-08 | 8.9998e-08 | -6.4277e-13 | 439.8016 | -9.2996e-16 | 20
10675 | 8.9997e-08 | 8.9998e-08 | -6.4277e-13 | 439.8016 | -9.2996e-16 | 20
10680 | 8.9997e-08 | 8.9998e-08 | -6.4277e-13 | 439.8016 | -9.2996e-16 | 20
10685 | 8.9997e-08 | 8.9998e-08 | -6.4277e-13 | 439.8016 | -9.2996e-16 | 20
10690 | 8.9997e-08 | 8.9998e-08 | -6.4277e-13 | 439.8016 | -9.2996e-16 | 20
10695 | 8.9997e-08 | 8.9998e-08 | -6.4277e-13 | 439.8016 | -9.2996e-16 | 20
10700 | 8.9997e-08 | 8.9998e-08 | -6.4277e-13 | 439.8016 | -9.2996e-16 | 20
10705 | 8.9997e-08 | 8.9998e-08 | -6.4277e-13 | 439.8016 | -9.2996e-16 | 20
10710 | 8.9997e-08 | 8.9998e-08 | -6.4277e-13 | 439.8016 | -9.2996e-16 | 20
10715 | 8.9997e-08 | 8.9998e-08 | -6.4277e-13 | 439.8016 | -9.2996e-16 | 20
10720 | 8.9997e-08 | 8.9998e-08 | -6.4277e-13 | 439.8016 | -9.2996e-16 | 20
10725 | 8.9997e-08 | 8.9998e-08 | -6.4277e-13 | 439.8016 | -9.2996e-16 | 20
10730 | 8.9997e-08 | 8.9998e-08 | -6.4277e-13 | 439.8016 | -9.2996e-16 | 20
10735 | 8.9997e-08 | 8.9998e-08 | -6.4277e-13 | 439.8016 | -9.2996e-16 | 20
10740 | 8.9997e-08 | 8.9998e-08 | -6.4277e-13 | 439.8016 | -9.2996e-16 | 20
10745 | 8.9997e-08 | 8.9998e-08 | -6.4277e-13 | 439.8016 | -9.2996e-16 | 20
10750 | 8.9997e-08 | 8.9998e-08 | -6.4277e-13 | 439.8016 | -9.2996e-16 | 20
10755 | 8.9997e-08 | 8.9998e-08 | -6.4277e-13 | 439.8016 | -9.2996e-16 | 20
10760 | 8.9997e-08 | 8.9998e-08 | -6.4277e-13 | 439.8016 | -9.2996e-16 | 20
10765 | 8.9997e-08 | 8.9998e-08 | -6.4277e-13 | 439.8016 | -9.2996e-16 | 20
10770 | 8.9997e-08 | 8.9998e-08 | -6.4277e-13 | 439.8016 | -9.2996e-16 | 20
10775 | 8.9997e-08 | 8.9998e-08 | -6.4277e-13 | 439.8016 | -9.2996e-16 | 20
10780 | 8.9997e-08 | 8.9998e-08 | -6.4277e-13 | 439.8016 | -9.2996e-16 | 20
10785 | 8.9997e-08 | 8.9998e-08 | -6.4277e-13 | 439.8016 | -9.2996e-16 | 20
10790 | 8.9997e-08 | 8.9998e-08 | -6.4277e-13 | 439.8016 | -9.2996e-16 | 20
10795 | 8.9997e-08 | 8.9998e-08 | -6.4277e-13 | 439.8016 | -9.2996e-16 | 20
10800 | 8.9997e-08 | 8.9998e-08 | -6.4277e-13 | 439.8016 | -9.2996e-16 | 20
10805 | 8.9997e-08 | 8.9998e-08 | -6.4277e-13 | 439.8016 | -9.2996e-16 | 20
10810 | 8.9997e-08 | 8.9998e-08 | -6.4277e-13 | 439.8016 | -9.2996e-16 | 20
10815 | 8.9997e-08 | 8.9998e-08 | -6.4277e-13 | 439.8016 | -9.2996e-16 | 20
10820 | 8.9997e-08 | 8.9998e-08 | -6.4277e-13 | 439.8016 | -9.2996e-16 | 20
10825 | 8.9997e-08 | 8.9998e-08 | -6.4277e-13 | 439.8016 | -9.2996e-16 | 20
10830 | 8.9997e-08 | 8.9998e-08 | -6.4277e-13 | 439.8016 | -9.2996e-16 | 20
10835 | 8.9997e-08 | 8.9998e-08 | -6.4277e-13 | 439.8016 | -9.2996e-16 | 20
10840 | 8.9997e-08 | 8.9998e-08 | -6.4277e-13 | 439.8016 | -9.2996e-16 | 20
10845 | 8.9997e-08 | 8.9998e-08 | -6.4277e-13 | 439.8016 | -9.2996e-16 | 20
10850 | 8.9997e-08 | 8.9998e-08 | -6.4277e-13 | 439.8016 | -9.2996e-16 | 20
10855 | 8.9997e-08 | 8.9998e-08 | -6.4277e-13 | 439.8016 | -9.2996e-16 | 20
10860 | 8.9997e-08 | 8.9998e-08 | -6.4277e-13 | 439.8016 | -9.2996e-16 | 20
10865 | 8.9997e-08 | 8.9998e-08 | -6.4277e-13 | 439.8016 | -9.2996e-16 | 20
10870 | 8.9997e-08 | 8.9998e-08 | -6.4277e-13 | 439.8016 | -9.2996e-16 | 20
10875 | 8.9997e-08 | 8.9998e-08 | -6.4277e-13 | 439.8016 | -9.2996e-16 | 20
10880 | 8.9997e-08 | 8.9998e-08 | -6.4277e-13 | 439.8016 | -9.2996e-16 | 20
10885 | 8.9997e-08 | 8.9998e-08 | -6.4277e-13 | 439.8016 | -9.2996e-16 | 20
10890 | 8.9997e-08 | 8.9998e-08 | -6.4277e-13 | 439.8016 | -9.2996e-16 | 20
10895 | 8.9997e-08 | 8.9998e-08 | -6.4277e-13 | 439.8016 | -9.2996e-16 | 20
10900 | 8.9997e-08 | 8.9998e-08 | -6.4277e-13 | 439.8016 | -9.2996e-16 | 20
10905 | 8.9997e-08 | 8.9998e-08 | -6.4277e-13 | 439.8016 | -9.2996e-16 | 20
10910 | 8.9997e-08 | 8.9998e-08 | -6.4277e-13 | 439.8016 | -9.2996e-16 | 20
10915 | 8.9997e-08 | 8.9998e-08 | -6.4277e-13 | 439.8016 | -9.2996e-16 | 20
10920 | 8.9997e-08 | 8.9998e-08 | -6.4277e-13 | 439.8016 | -9.2996e-16 | 20
10925 | 8.9997e-08 | 8.9998e-08 | -6.4277e-13 | 439.8016 | -9.2996e-16 | 20
10930 | 8.9997e-08 | 8.9998e-08 | -6.4277e-13 | 439.8016 | -9.2996e-16 | 20
10935 | 8.9997e-08 | 8.9998e-08 | -6.4277e-13 | 439.8016 | -9.2996e-16 | 20
10940 | 8.9997e-08 | 8.9998e-08 | -6.4277e-13 | 439.8016 | -9.2996e-16 | 20
10945 | 8.9997e-08 | 8.9998e-08 | -6.4277e-13 | 439.8016 | -9.2996e-16 | 20
10950 | 8.9997e-08 | 8.9998e-08 | -6.4277e-13 | 439.8016 | -9.2996e-16 | 20
10955 | 8.9997e-08 | 8.9998e-08 | -6.4277e-13 | 439.8016 | -9.2996e-16 | 20
10960 | 8.9997e-08 | 8.9998e-08 | -6.4277e-13 | 439.8016 | -9.2996e-16 | 20
10965 | 8.9997e-08 | 8.9998e-08 | -6.4277e-13 | 439.8016 | -9.2996e-16 | 20
10970 | 8.9997e-08 | 8.9998e-08 | -6.4277e-13 | 439.8016 | -9.2996e-16 | 20
10975 | 8.9997e-08 | 8.9998e-08 | -6.4277e-13 | 439.8016 | -9.2996e-16 | 20
10980 | 8.9997e-08 | 8.9998e-08 | -6.4277e-13 | 439.8016 | -9.2996e-16 | 20
10985 | 8.9997e-08 | 8.9998e-08 | -6.4277e-13 | 439.8016 | -9.2996e-16 | 20
10990 | 8.9997e-08 | 8.9998e-08 | -6.4277e-13 | 439.8016 | -9.2996e-16 | 20
10995 | 8.9997e-08 | 8.9998e-08 | -6.4277e-13 | 439.8016 | -9.2996e-16 | 20
11000 | 8.9997e-08 | 8.9998e-08 | -6.4277e-13 | 439.8016 | -9.2996e-16 | 20
11005 | 8.9997e-08 | 8.9998e-08 | -6.4277e-13 | 439.8016 | -9.2996e-16 | 20
11010 | 8.9997e-08 | 8.9998e-08 | -6.4277e-13 | 439.8016 | -9.2996e-16 | 20
11015 | 8.9997e-08 | 8.9998e-08 | -6.4277e-13 | 439.8016 | -9.2996e-16 | 20
11020 | 8.9997e-08 | 8.9998e-08 | -6.4277e-13 | 439.8016 | -9.2996e-16 | 20
11025 | 8.9997e-08 | 8.9998e-08 | -6.4277e-13 | 439.8016 | -9.2996e-16 | 20
11030 | 8.9997e-08 | 8.9998e-08 | -6.4277e-13 | 439.8016 | -9.2996e-16 | 20
11035 | 8.9997e-08 | 8.9998e-08 | -6.4277e-13 | 439.8016 | -9.2996e-16 | 20
11040 | 8.9997e-08 | 8.9998e-08 | -6.4277e-13 | 439.8016 | -9.2996e-16 | 20
11045 | 8.9997e-08 | 8.9998e-08 | -6.4277e-13 | 439.8016 | -9.2996e-16 | 20
11050 | 8.9997e-08 | 8.9998e-08 | -6.4277e-13 | 439.8016 | -9.2996e-16 | 20
11055 | 8.9997e-08 | 8.9998e-08 | -6.4277e-13 | 439.8016 | -9.2996e-16 | 20
11060 | 8.9997e-08 | 8.9998e-08 | -6.4277e-13 | 439.8016 | -9.2996e-16 | 20
11065 | 8.9997e-08 | 8.9998e-08 | -6.4277e-13 | 439.8016 | -9.2996e-16 | 20
11070 | 8.9997e-08 | 8.9998e-08 | -6.4277e-13 | 439.8016 | -9.2996e-16 | 20
11075 | 8.9997e-08 | 8.9998e-08 | -6.4277e-13 | 439.8016 | -9.2996e-16 | 20
11080 | 8.9997e-08 | 8.9998e-08 | -6.4277e-13 | 439.8016 | -9.2996e-16 | 20
11085 | 8.9997e-08 | 8.9998e-08 | -6.4277e-13 | 439.8016 | -9.2996e-16 | 20
11090 | 8.9997e-08 | 8.9998e-08 | -6.4277e-13 | 439.8016 | -9.2996e-16 | 20
11095 | 8.9997e-08 | 8.9998e-08 | -6.4277e-13 | 439.8016 | -9.2996e-16 | 20
11100 | 8.9997e-08 | 8.9998e-08 | -6.4277e-13 | 439.8016 | -9.2996e-16 | 20
11105 | 8.9997e-08 | 8.9998e-08 | -6.4277e-13 | 439.8016 | -9.2996e-16 | 20
11110 | 8.9997e-08 | 8.9998e-08 | -6.4277e-13 | 439.8016 | -9.2996e-16 | 20
11115 | 8.9997e-08 | 8.9998e-08 | -6.4277e-13 | 439.8016 | -9.2996e-16 | 20
11120 | 8.9997e-08 | 8.9998e-08 | -6.4277e-13 | 439.8016 | -9.2996e-16 | 20
11125 | 8.9997e-08 | 8.9998e-08 | -6.4277e-13 | 439.8016 | -9.2996e-16 | 20
11130 | 8.9997e-08 | 8.9998e-08 | -6.4277e-13 | 439.8016 | -9.2996e-16 | 20
11135 | 8.9997e-08 | 8.9998e-08 | -6.4277e-13 | 439.8016 | -9.2996e-16 | 20
11140 | 8.9997e-08 | 8.9998e-08 | -6.4277e-13 | 439.8016 | -9.2996e-16 | 20
11145 | 8.9997e-08 | 8.9998e-08 | -6.4277e-13 | 439.8016 | -9.2996e-16 | 20
11150 | 8.9997e-08 | 8.9998e-08 | -6.4277e-13 | 439.8016 | -9.2996e-16 | 20
11155 | 8.9997e-08 | 8.9998e-08 | -6.4277e-13 | 439.8016 | -9.2996e-16 | 20
11160 | 8.9997e-08 | 8.9998e-08 | -6.4277e-13 | 439.8016 | -9.2996e-16 | 20
11165 | 8.9997e-08 | 8.9998e-08 | -6.4277e-13 | 439.8016 | -9.2996e-16 | 20
11170 | 8.9997e-08 | 8.9998e-08 | -6.4277e-13 | 439.8016 | -9.2996e-16 | 20
11175 | 8.9997e-08 | 8.9998e-08 | -6.4277e-13 | 439.8016 | -9.2996e-16 | 20
11180 | 8.9997e-08 | 8.9998e-08 | -6.4277e-13 | 439.8016 | -9.2996e-16 | 20
11185 | 8.9997e-08 | 8.9998e-08 | -6.4277e-13 | 439.8016 | -9.2996e-16 | 20
11190 | 8.9997e-08 | 8.9998e-08 | -6.4277e-13 | 439.8016 | -9.2996e-16 | 20
11195 | 8.9997e-08 | 8.9998e-08 | -6.4277e-13 | 439.8016 | -9.2996e-16 | 20
11200 | 8.9997e-08 | 8.9998e-08 | -6.4277e-13 | 439.8016 | -9.2996e-16 | 20
11205 | 8.9997e-08 | 8.9998e-08 | -6.4277e-13 | 439.8016 | -9.2996e-16 | 20
11210 | 8.9997e-08 | 8.9998e-08 | -6.4277e-13 | 439.8016 | -9.2996e-16 | 20
11215 | 8.9997e-08 | 8.9998e-08 | -6.4277e-13 | 439.8016 | -9.2996e-16 | 20
11220 | 8.9997e-08 | 8.9998e-08 | -6.4277e-13 | 439.8016 | -9.2996e-16 | 20
11225 | 8.9997e-08 | 8.9998e-08 | -6.4277e-13 | 439.8016 | -9.2996e-16 | 20
11230 | 8.9997e-08 | 8.9998e-08 | -6.4277e-13 | 439.8016 | -9.2996e-16 | 20
11235 | 8.9997e-08 | 8.9998e-08 | -6.4277e-13 | 439.8016 | -9.2996e-16 | 20
11240 | 8.9997e-08 | 8.9998e-08 | -6.4277e-13 | 439.8016 | -9.2996e-16 | 20
11245 | 8.9997e-08 | 8.9998e-08 | -6.4277e-13 | 439.8016 | -9.2996e-16 | 20
11250 | 8.9997e-08 | 8.9998e-08 | -6.4277e-13 | 439.8016 | -9.2996e-16 | 20
11255 | 8.9997e-08 | 8.9998e-08 | -6.4277e-13 | 439.8016 | -9.2996e-16 | 20
11260 | 8.9997e-08 | 8.9998e-08 | -6.4277e-13 | 439.8016 | -9.2996e-16 | 20
11265 | 8.9997e-08 | 8.9998e-08 | -6.4277e-13 | 439.8016 | -9.2996e-16 | 20
11270 | 8.9997e-08 | 8.9998e-08 | -6.4277e-13 | 439.8016 | -9.2996e-16 | 20
11275 | 8.9997e-08 | 8.9998e-08 | -6.4277e-13 | 439.8016 | -9.2996e-16 | 20
11280 | 8.9997e-08 | 8.9998e-08 | -6.4277e-13 | 439.8016 | -9.2996e-16 | 20
11285 | 8.9997e-08 | 8.9998e-08 | -6.4277e-13 | 439.8016 | -9.2996e-16 | 20
11290 | 8.9997e-08 | 8.9998e-08 | -6.4277e-13 | 439.8016 | -9.2996e-16 | 20
11295 | 8.9997e-08 | 8.9998e-08 | -6.4277e-13 | 439.8016 | -9.2996e-16 | 20
11300 | 8.9997e-08 | 8.9998e-08 | -6.4277e-13 | 439.8016 | -9.2996e-16 | 20
11305 | 8.9997e-08 | 8.9998e-08 | -6.4277e-13 | 439.8016 | -9.2996e-16 | 20
11310 | 8.9997e-08 | 8.9998e-08 | -6.4277e-13 | 439.8016 | -9.2996e-16 | 20
11315 | 8.9997e-08 | 8.9998e-08 | -6.4277e-13 | 439.8016 | -9.2996e-16 | 20
11320 | 8.9997e-08 | 8.9998e-08 | -6.4277e-13 | 439.8016 | -9.2996e-16 | 20
11325 | 8.9997e-08 | 8.9998e-08 | -6.4277e-13 | 439.8016 | -9.2996e-16 | 20
11330 | 8.9997e-08 | 8.9998e-08 | -6.4277e-13 | 439.8016 | -9.2996e-16 | 20
11335 | 8.9997e-08 | 8.9998e-08 | -6.4277e-13 | 439.8016 | -9.2996e-16 | 20
11340 | 8.9997e-08 | 8.9998e-08 | -6.4277e-13 | 439.8016 | -9.2996e-16 | 20
11345 | 8.9997e-08 | 8.9998e-08 | -6.4277e-13 | 439.8016 | -9.2996e-16 | 20
11350 | 8.9997e-08 | 8.9998e-08 | -6.4277e-13 | 439.8016 | -9.2996e-16 | 20
11355 | 8.9997e-08 | 8.9998e-08 | -6.4277e-13 | 439.8016 | -9.2996e-16 | 20
11360 | 8.9997e-08 | 8.9998e-08 | -6.4277e-13 | 439.8016 | -9.2996e-16 | 20
11365 | 8.9997e-08 | 8.9998e-08 | -6.4277e-13 | 439.8016 | -9.2996e-16 | 20
11370 | 8.9997e-08 | 8.9998e-08 | -6.4277e-13 | 439.8016 | -9.2996e-16 | 20
11375 | 8.9997e-08 | 8.9998e-08 | -6.4277e-13 | 439.8016 | -9.2996e-16 | 20
11380 | 8.9997e-08 | 8.9998e-08 | -6.4277e-13 | 439.8016 | -9.2996e-16 | 20
11385 | 8.9997e-08 | 8.9998e-08 | -6.4277e-13 | 439.8016 | -9.2996e-16 | 20
11390 | 8.9997e-08 | 8.9998e-08 | -6.4277e-13 | 439.8016 | -9.2996e-16 | 20
11395 | 8.9997e-08 | 8.9998e-08 | -6.4277e-13 | 439.8016 | -9.2996e-16 | 20
11400 | 8.9997e-08 | 8.9998e-08 | -6.4277e-13 | 439.8016 | -9.2996e-16 | 20
11405 | 8.9997e-08 | 8.9998e-08 | -6.4277e-13 | 439.8016 | -9.2996e-16 | 20
11410 | 8.9997e-08 | 8.9998e-08 | -6.4277e-13 | 439.8016 | -9.2996e-16 | 20
11415 | 8.9997e-08 | 8.9998e-08 | -6.4277e-13 | 439.8016 | -9.2996e-16 | 20
11420 | 8.9997e-08 | 8.9998e-08 | -6.4277e-13 | 439.8016 | -9.2996e-16 | 20
11425 | 8.9997e-08 | 8.9998e-08 | -6.4277e-13 | 439.8016 | -9.2996e-16 | 20
11430 | 8.9997e-08 | 8.9998e-08 | -6.4277e-13 | 439.8016 | -9.2996e-16 | 20
11435 | 8.9997e-08 | 8.9998e-08 | -6.4277e-13 | 439.8016 | -9.2996e-16 | 20
11440 | 8.9997e-08 | 8.9998e-08 | -6.4277e-13 | 439.8016 | -9.2996e-16 | 20
11445 | 8.9997e-08 | 8.9998e-08 | -6.4277e-13 | 439.8016 | -9.2996e-16 | 20
11450 | 8.9997e-08 | 8.9998e-08 | -6.4277e-13 | 439.8016 | -9.2996e-16 | 20
11455 | 8.9997e-08 | 8.9998e-08 | -6.4277e-13 | 439.8016 | -9.2996e-16 | 20
11460 | 8.9997e-08 | 8.9998e-08 | -6.4277e-13 | 439.8016 | -9.2996e-16 | 20
11465 | 8.9997e-08 | 8.9998e-08 | -6.4277e-13 | 439.8016 | -9.2996e-16 | 20
11470 | 8.9997e-08 | 8.9998e-08 | -6.4277e-13 | 439.8016 | -9.2996e-16 | 20
11475 | 8.9997e-08 | 8.9998e-08 | -6.4277e-13 | 439.8016 | -9.2996e-16 | 20
11480 | 8.9997e-08 | 8.9998e-08 | -6.4277e-13 | 439.8016 | -9.2996e-16 | 20
11485 | 8.9997e-08 | 8.9998e-08 | -6.4277e-13 | 439.8016 | -9.2996e-16 | 20
11490 | 8.9997e-08 | 8.9998e-08 | -6.4277e-13 | 439.8016 | -9.2996e-16 | 20
11495 | 8.9997e-08 | 8.9998e-08 | -6.4277e-13 | 439.8016 | -9.2996e-16 | 20
11500 | 8.9997e-08 | 8.9998e-08 | -6.4277e-13 | 439.8016 | -9.2996e-16 | 20
11505 | 8.9997e-08 | 8.9998e-08 | -6.4277e-13 | 439.8016 | -9.2996e-16 | 20
11510 | 8.9997e-08 | 8.9998e-08 | -6.4277e-13 | 439.8016 | -9.2996e-16 | 20
11515 | 8.9997e-08 | 8.9998e-08 | -6.4277e-13 | 439.8016 | -9.2996e-16 | 20
11520 | 8.9997e-08 | 8.9998e-08 | -6.4277e-13 | 439.8016 | -9.2996e-16 | 20
11525 | 8.9997e-08 | 8.9998e-08 | -6.4277e-13 | 439.8016 | -9.2996e-16 | 20
11530 | 8.9997e-08 | 8.9998e-08 | -6.4277e-13 | 439.8016 | -9.2996e-16 | 20
11535 | 8.9997e-08 | 8.9998e-08 | -6.4277e-13 | 439.8016 | -9.2996e-16 | 20
11540 | 8.9997e-08 | 8.9998e-08 | -6.4277e-13 | 439.8016 | -9.2996e-16 | 20
11545 | 8.9997e-08 | 8.9998e-08 | -6.4277e-13 | 439.8016 | -9.2996e-16 | 20
11550 | 8.9997e-08 | 8.9998e-08 | -6.4277e-13 | 439.8016 | -9.2996e-16 | 20
11555 | 8.9997e-08 | 8.9998e-08 | -6.4277e-13 | 439.8016 | -9.2996e-16 | 20
11560 | 8.9997e-08 | 8.9998e-08 | -6.4277e-13 | 439.8016 | -9.2996e-16 | 20
11565 | 8.9997e-08 | 8.9998e-08 | -6.4277e-13 | 439.8016 | -9.2996e-16 | 20
11570 | 8.9997e-08 | 8.9998e-08 | -6.4277e-13 | 439.8016 | -9.2996e-16 | 20
11575 | 8.9997e-08 | 8.9998e-08 | -6.4277e-13 | 439.8016 | -9.2996e-16 | 20
11580 | 8.9997e-08 | 8.9998e-08 | -6.4277e-13 | 439.8016 | -9.2996e-16 | 20
11585 | 8.9997e-08 | 8.9998e-08 | -6.4277e-13 | 439.8016 | -9.2996e-16 | 20
11590 | 8.9997e-08 | 8.9998e-08 | -6.4277e-13 | 439.8016 | -9.2996e-16 | 20
11595 | 8.9997e-08 | 8.9998e-08 | -6.4277e-13 | 439.8016 | -9.2996e-16 | 20
11600 | 8.9997e-08 | 8.9998e-08 | -6.4277e-13 | 439.8016 | -9.2996e-16 | 20
11605 | 8.9997e-08 | 8.9998e-08 | -6.4277e-13 | 439.8016 | -9.2996e-16 | 20
11610 | 8.9997e-08 | 8.9998e-08 | -6.4277e-13 | 439.8016 | -9.2996e-16 | 20
11615 | 8.9997e-08 | 8.9998e-08 | -6.4277e-13 | 439.8016 | -9.2996e-16 | 20
11620 | 8.9997e-08 | 8.9998e-08 | -6.4277e-13 | 439.8016 | -9.2996e-16 | 20
11625 | 8.9997e-08 | 8.9998e-08 | -6.4277e-13 | 439.8016 | -9.2996e-16 | 20
11630 | 8.9997e-08 | 8.9998e-08 | -6.4277e-13 | 439.8016 | -9.2996e-16 | 20
11635 | 8.9997e-08 | 8.9998e-08 | -6.4277e-13 | 439.8016 | -9.2996e-16 | 20
11640 | 8.9997e-08 | 8.9998e-08 | -6.4277e-13 | 439.8016 | -9.2996e-16 | 20
11645 | 8.9997e-08 | 8.9998e-08 | -6.4277e-13 | 439.8016 | -9.2996e-16 | 20
11650 | 8.9997e-08 | 8.9998e-08 | -6.4277e-13 | 439.8016 | -9.2996e-16 | 20
11655 | 8.9997e-08 | 8.9998e-08 | -6.4277e-13 | 439.8016 | -9.2996e-16 | 20
11660 | 8.9997e-08 | 8.9998e-08 | -6.4277e-13 | 439.8016 | -9.2996e-16 | 20
11665 | 8.9997e-08 | 8.9998e-08 | -6.4277e-13 | 439.8016 | -9.2996e-16 | 20
11670 | 8.9997e-08 | 8.9998e-08 | -6.4277e-13 | 439.8016 | -9.2996e-16 | 20
11675 | 8.9997e-08 | 8.9998e-08 | -6.4277e-13 | 439.8016 | -9.2996e-16 | 20
11680 | 8.9997e-08 | 8.9998e-08 | -6.4277e-13 | 439.8016 | -9.2996e-16 | 20
11685 | 8.9997e-08 | 8.9998e-08 | -6.4277e-13 | 439.8016 | -9.2996e-16 | 20
11690 | 8.9997e-08 | 8.9998e-08 | -6.4277e-13 | 439.8016 | -9.2996e-16 | 20
11695 | 8.9997e-08 | 8.9998e-08 | -6.4277e-13 | 439.8016 | -9.2996e-16 | 20
11700 | 8.9997e-08 | 8.9998e-08 | -6.4277e-13 | 439.8016 | -9.2996e-16 | 20
11705 | 8.9997e-08 | 8.9998e-08 | -6.4277e-13 | 439.8016 | -9.2996e-16 | 20
11710 | 8.9997e-08 | 8.9998e-08 | -6.4277e-13 | 439.8016 | -9.2996e-16 | 20
11715 | 8.9997e-08 | 8.9998e-08 | -6.4277e-13 | 439.8016 | -9.2996e-16 | 20
11720 | 8.9997e-08 | 8.9998e-08 | -6.4277e-13 | 439.8016 | -9.2996e-16 | 20
11725 | 8.9997e-08 | 8.9998e-08 | -6.4277e-13 | 439.8016 | -9.2996e-16 | 20
11730 | 8.9997e-08 | 8.9998e-08 | -6.4277e-13 | 439.8016 | -9.2996e-16 | 20
11735 | 8.9997e-08 | 8.9998e-08 | -6.4277e-13 | 439.8016 | -9.2996e-16 | 20
11740 | 8.9997e-08 | 8.9998e-08 | -6.4277e-13 | 439.8016 | -9.2996e-16 | 20
11745 | 8.9997e-08 | 8.9998e-08 | -6.4277e-13 | 439.8016 | -9.2996e-16 | 20
11750 | 8.9997e-08 | 8.9998e-08 | -6.4277e-13 | 439.8016 | -9.2996e-16 | 20
11755 | 8.9997e-08 | 8.9998e-08 | -6.4277e-13 | 439.8016 | -9.2996e-16 | 20
11760 | 8.9997e-08 | 8.9998e-08 | -6.4277e-13 | 439.8016 | -9.2996e-16 | 20
11765 | 8.9997e-08 | 8.9998e-08 | -6.4277e-13 | 439.8016 | -9.2996e-16 | 20
11770 | 8.9997e-08 | 8.9998e-08 | -6.4277e-13 | 439.8016 | -9.2996e-16 | 20
11775 | 8.9997e-08 | 8.9998e-08 | -6.4277e-13 | 439.8016 | -9.2996e-16 | 20
11780 | 8.9997e-08 | 8.9998e-08 | -6.4277e-13 | 439.8016 | -9.2996e-16 | 20
11785 | 8.9997e-08 | 8.9998e-08 | -6.4277e-13 | 439.8016 | -9.2996e-16 | 20
11790 | 8.9997e-08 | 8.9998e-08 | -6.4277e-13 | 439.8016 | -9.2996e-16 | 20
11795 | 8.9997e-08 | 8.9998e-08 | -6.4277e-13 | 439.8016 | -9.2996e-16 | 20
11800 | 8.9997e-08 | 8.9998e-08 | -6.4277e-13 | 439.8016 | -9.2996e-16 | 20
11805 | 8.9997e-08 | 8.9998e-08 | -6.4277e-13 | 439.8016 | -9.2996e-16 | 20
11810 | 8.9997e-08 | 8.9998e-08 | -6.4277e-13 | 439.8016 | -9.2996e-16 | 20
11815 | 8.9997e-08 | 8.9998e-08 | -6.4277e-13 | 439.8016 | -9.2996e-16 | 20
11820 | 8.9997e-08 | 8.9998e-08 | -6.4277e-13 | 439.8016 | -9.2996e-16 | 20
11825 | 8.9997e-08 | 8.9998e-08 | -6.4277e-13 | 439.8016 | -9.2996e-16 | 20
11830 | 8.9997e-08 | 8.9998e-08 | -6.4277e-13 | 439.8016 | -9.2996e-16 | 20
11835 | 8.9997e-08 | 8.9998e-08 | -6.4277e-13 | 439.8016 | -9.2996e-16 | 20
11840 | 8.9997e-08 | 8.9998e-08 | -6.4277e-13 | 439.8016 | -9.2996e-16 | 20
11845 | 8.9997e-08 | 8.9998e-08 | -6.4277e-13 | 439.8016 | -9.2996e-16 | 20
11850 | 8.9997e-08 | 8.9998e-08 | -6.4277e-13 | 439.8016 | -9.2996e-16 | 20
11855 | 8.9997e-08 | 8.9998e-08 | -6.4277e-13 | 439.8016 | -9.2996e-16 | 20
11860 | 8.9997e-08 | 8.9998e-08 | -6.4277e-13 | 439.8016 | -9.2996e-16 | 20
11865 | 8.9997e-08 | 8.9998e-08 | -6.4277e-13 | 439.8016 | -9.2996e-16 | 20
11870 | 8.9997e-08 | 8.9998e-08 | -6.4277e-13 | 439.8016 | -9.2996e-16 | 20
11875 | 8.9997e-08 | 8.9998e-08 | -6.4277e-13 | 439.8016 | -9.2996e-16 | 20
11880 | 8.9997e-08 | 8.9998e-08 | -6.4277e-13 | 439.8016 | -9.2996e-16 | 20
11885 | 8.9997e-08 | 8.9998e-08 | -6.4277e-13 | 439.8016 | -9.2996e-16 | 20
11890 | 8.9997e-08 | 8.9998e-08 | -6.4277e-13 | 439.8016 | -9.2996e-16 | 20
11895 | 8.9997e-08 | 8.9998e-08 | -6.4277e-13 | 439.8016 | -9.2996e-16 | 20
11900 | 8.9997e-08 | 8.9998e-08 | -6.4277e-13 | 439.8016 | -9.2996e-16 | 20
11905 | 8.9997e-08 | 8.9998e-08 | -6.4277e-13 | 439.8016 | -9.2996e-16 | 20
11910 | 8.9997e-08 | 8.9998e-08 | -6.4277e-13 | 439.8016 | -9.2996e-16 | 20
11915 | 8.9997e-08 | 8.9998e-08 | -6.4277e-13 | 439.8016 | -9.2996e-16 | 20
11920 | 8.9997e-08 | 8.9998e-08 | -6.4277e-13 | 439.8016 | -9.2996e-16 | 20
11925 | 8.9997e-08 | 8.9998e-08 | -6.4277e-13 | 439.8016 | -9.2996e-16 | 20
11930 | 8.9997e-08 | 8.9998e-08 | -6.4277e-13 | 439.8016 | -9.2996e-16 | 20
11935 | 8.9997e-08 | 8.9998e-08 | -6.4277e-13 | 439.8016 | -9.2996e-16 | 20
11940 | 8.9997e-08 | 8.9998e-08 | -6.4277e-13 | 439.8016 | -9.2996e-16 | 20
11945 | 8.9997e-08 | 8.9998e-08 | -6.4277e-13 | 439.8016 | -9.2996e-16 | 20
11950 | 8.9997e-08 | 8.9998e-08 | -6.4277e-13 | 439.8016 | -9.2996e-16 | 20
11955 | 8.9997e-08 | 8.9998e-08 | -6.4277e-13 | 439.8016 | -9.2996e-16 | 20
11960 | 8.9997e-08 | 8.9998e-08 | -6.4277e-13 | 439.8016 | -9.2996e-16 | 20
11965 | 8.9997e-08 | 8.9998e-08 | -6.4277e-13 | 439.8016 | -9.2996e-16 | 20
11970 | 8.9997e-08 | 8.9998e-08 | -6.4277e-13 | 439.8016 | -9.2996e-16 | 20
11975 | 8.9997e-08 | 8.9998e-08 | -6.4277e-13 | 439.8016 | -9.2996e-16 | 20
11980 | 8.9997e-08 | 8.9998e-08 | -6.4277e-13 | 439.8016 | -9.2996e-16 | 20
11985 | 8.9997e-08 | 8.9998e-08 | -6.4277e-13 | 439.8016 | -9.2996e-16 | 20
11990 | 8.9997e-08 | 8.9998e-08 | -6.4277e-13 | 439.8016 | -9.2996e-16 | 20
11995 | 8.9997e-08 | 8.9998e-08 | -6.4277e-13 | 439.8016 | -9.2996e-16 | 20
12000 | 8.9997e-08 | 8.9998e-08 | -6.4277e-13 | 439.8016 | -9.2996e-16 | 20

## RESULTS
Distance | 1 | 2 | 3 | 4 | 5 | 6 | 7 | 8 | 9 | 10 | 11 | 12 | 13 | 14 | 15 | 16 | 17
0 | 20 | 20 | 20 | 20 | 20
60 | 22.8354 | 44.5814 | 22.8354 | 20.7527 | 20.2841
120 | 48.7263 | 245.1641 | 48.7263 | 27.7935 | 22.9644
180 | 83.2613 | 458.2109 | 83.2613 | 37.9317 | 26.9566
240 | 119.7178 | 568.4493 | 119.7178 | 49.2797 | 31.5363
300 | 153.372 | 618.6579 | 153.372 | 60.2922 | 36.0605
360 | 169.317 | 628.9725 | 169.317 | 65.7566 | 38.313
420 | 176.8562 | 631.0966 | 176.8562 | 68.4835 | 39.4382
480 | 180.4122 | 631.5342 | 180.4122 | 69.8478 | 40.0011
540 | 182.087 | 631.6245 | 182.087 | 70.5311 | 40.283
600 | 182.8751 | 631.6431 | 182.8751 | 70.8736 | 40.4241
660 | 183.2459 | 631.6469 | 183.2459 | 71.0453 | 40.4948
720 | 183.4203 | 631.6477 | 183.4203 | 71.1314 | 40.5303
780 | 187.653 | 641.0103 | 253.2459 | 86.8018 | 45.3374
840 | 220.88 | 689.6218 | 649.858 | 208.0901 | 84.456
900 | 235.6865 | 698.5746 | 712.5312 | 260.5682 | 103.3437
960 | 242.2089 | 700.5116 | 723.5179 | 282.6396 | 112.6005
1020 | 247.7616 | 704.5084 | 727.4414 | 292.504 | 117.524
1080 | 272.514 | 725.0298 | 733.8568 | 302.9984 | 123.1908
1140 | 303.69 | 736.8674 | 740.6615 | 313.4112 | 129.1134
1200 | 337.2194 | 755.7601 | 755.6775 | 323.5051 | 135.0655
1260 | 380.75 | 776.8451 | 776.8926 | 333.2291 | 140.9477
1320 | 426.4504 | 789.9696 | 796.6258 | 342.5991 | 146.7216
1380 | 465.982 | 801.2111 | 814.7667 | 354.0584 | 153.219
1440 | 502.1748 | 819.2548 | 840.0533 | 383.6231 | 166.4687
1500 | 590.1991 | 846.1985 | 862.2612 | 431.7917 | 184.7223
1560 | 835.8756 | 878.8183 | 879.2802 | 502.2286 | 217.4694
1620 | 862.7123 | 879.7055 | 877.8618 | 526.9942 | 229.3028
1680 | 838.409 | 879.727 | 872.4891 | 538.7022 | 232.4671
1740 | 834.4998 | 879.7275 | 873.5486 | 562.8824 | 241.9878
1800 | 833.6446 | 879.7275 | 875.3316 | 612.6332 | 271.6565
1860 | 815.2012 | 878.7664 | 855.7641 | 581.1948 | 259.8994
1920 | 796.8708 | 872.5716 | 828.6206 | 520.2183 | 232.2787
1980 | 787.1781 | 858.599 | 816.1948 | 487.3141 | 214.1308
2040 | 779.3131 | 842.4479 | 805.0094 | 459.1661 | 199.9254
2100 | 773.6666 | 825.6159 | 793.6808 | 429.4436 | 187.4515
2160 | 778.4006 | 814.1464 | 783.5752 | 398.5139 | 176.8301
2220 | 783.349 | 810.7811 | 780.3895 | 434.1948 | 181.1396
2280 | 790.027 | 814.0545 | 806.515 | 718.5094 | 281.8912
2340 | 792.1148 | 804.9009 | 797.5562 | 741.2788 | 318.1689
2400 | 797.1538 | 807.6824 | 788.0044 | 753.5276 | 329.3088
2460 | 806.1652 | 816.8427 | 777.9999 | 755.0305 | 331.2199
2520 | 822.5857 | 835.5052 | 769.2612 | 753.8397 | 332.4251
2580 | 803.2748 | 801.5573 | 744.3862 | 746.2138 | 325.2337
2640 | 781.9013 | 765.6719 | 734.2902 | 741.1794 | 318.2339
2700 | 774.0333 | 750.649 | 723.8914 | 738.4975 | 314.2223
2760 | 767.0769 | 738.9229 | 711.3885 | 736.6018 | 311.3519
2820 | 759.967 | 728.837 | 703.0517 | 735.5314 | 311.3848
2880 | 753.2151 | 706.0508 | 705.3463 | 740.218 | 331.4385
2940 | 746.1963 | 687.568 | 714.6476 | 751.7039 | 368.8985
3000 | 739.2685 | 674.3939 | 725.3618 | 764.5503 | 412.7139
3060 | 733.4162 | 662.0882 | 732.8668 | 774.242 | 451.1506
3120 | 719.2899 | 649.254 | 737.6394 | 781.5424 | 482.4733
3180 | 697.5879 | 637.6945 | 747.9861 | 791.5841 | 515.9274
3240 | 675.82 | 633.2069 | 780.2455 | 810.1272 | 574.5622
3300 | 642.5823 | 604.2353 | 754.1454 | 791.7568 | 544.1714
3360 | 626.7923 | 575.3373 | 728.3524 | 770.0254 | 480.9144
3420 | 617.9225 | 553.9533 | 692.2175 | 761.6257 | 447.2395
3480 | 610.236 | 532.4825 | 661.7782 | 754.5114 | 419.3048
3540 | 602.5079 | 508.7099 | 634.1413 | 747.4333 | 389.9588
3600 | 594.4227 | 481.9206 | 604.9623 | 740.5643 | 357.6041
3660 | 585.9023 | 454.8286 | 577.8106 | 734.8558 | 330.1488
3720 | 576.8889 | 432.1088 | 550.7305 | 725.1361 | 306.7228
3780 | 567.3169 | 409.511 | 520.7777 | 707.0723 | 283.9279
3840 | 557.1144 | 385.6614 | 486.8645 | 687.8175 | 260.4304
3900 | 546.1978 | 359.9394 | 451.3253 | 666.5562 | 235.5775
3960 | 534.4678 | 331.8847 | 418.5793 | 639.8431 | 208.9126
4020 | 521.9634 | 301.4832 | 385.6067 | 608.4143 | 181.7047
4080 | 509.3926 | 271.4224 | 360.2701 | 596.5846 | 166.3116
4140 | 495.9429 | 239.3549 | 336.2776 | 588.7915 | 156.4486
4200 | 481.2937 | 204.0306 | 311.471 | 581.6656 | 149.2075
4260 | 465.4246 | 167.378 | 285.206 | 574.4772 | 143.2468
4320 | 448.7882 | 145.2794 | 257.9398 | 567.1511 | 138.0078
4380 | 430.3226 | 130.0255 | 228.3537 | 559.4717 | 133.1044
4440 | 409.352 | 118.0704 | 195.6021 | 551.3867 | 128.3685
4500 | 385.2227 | 108.086 | 161.8315 | 543.0665 | 123.8115
4560 | 357.6961 | 100.5851 | 143.1047 | 535.0757 | 119.6794
4620 | 330.009 | 94.283 | 131.5932 | 526.7052 | 115.7349
4680 | 308.2327 | 88.5401 | 123.5734 | 517.7185 | 111.8609
4740 | 287.7933 | 83.037 | 117.2376 | 507.9799 | 107.9992
4800 | 266.9384 | 77.6136 | 111.7014 | 497.3615 | 104.1208
4860 | 244.8751 | 72.1897 | 106.5302 | 485.7156 | 100.2108
4920 | 221.1248 | 66.7258 | 101.5105 | 472.8611 | 96.2616
4980 | 195.2788 | 61.2045 | 96.5376 | 458.5706 | 92.2692
5040 | 166.8887 | 55.6232 | 91.5625 | 442.5542 | 88.2314
5100 | 135.3955 | 49.9971 | 86.5667 | 424.4361 | 84.1482
5160 | 100.1951 | 44.3969 | 81.5601 | 403.7223 | 80.0224
5220 | 63.7775 | 39.2658 | 76.6455 | 379.7651 | 75.8709
5280 | 44.6324 | 36.0762 | 72.1287 | 352.2077 | 71.7384
5340 | 34.5948 | 33.8663 | 67.7832 | 324.4247 | 67.5864
5400 | 29.2749 | 32.1479 | 63.4941 | 302.5875 | 63.3948
5460 | 26.362 | 30.6751 | 59.2031 | 282.1265 | 59.153
5520 | 24.6659 | 29.3246 | 54.8803 | 261.2753 | 54.855
5580 | 23.5824 | 28.0354 | 50.5107 | 239.2305 | 50.4979
5640 | 22.8078 | 26.7781 | 46.0875 | 215.5073 | 46.081
5700 | 22.1908 | 25.5402 | 41.6099 | 189.6943 | 41.6067
5760 | 21.6573 | 24.319 | 37.0841 | 161.3415 | 37.0824
5820 | 21.1734 | 23.1204 | 32.5298 | 129.8891 | 32.529
5880 | 20.7309 | 21.9687 | 28.0218 | 94.732 | 28.0213
5940 | 20.3642 | 20.9817 | 24.0135 | 58.3811 | 24.0133
6000 | 20.1814 | 20.4893 | 22.0037 | 39.4775 | 22.0035
6060 | 20.0904 | 20.2438 | 20.9992 | 29.8022 | 20.9991
6120 | 20.045 | 20.1214 | 20.498 | 24.9089 | 20.4979
6180 | 20.0224 | 20.0605 | 20.2481 | 22.4519 | 20.2481
6240 | 20.0112 | 20.0301 | 20.1236 | 21.223 | 20.1236
6300 | 20.0056 | 20.015 | 20.0616 | 20.6096 | 20.0616
6360 | 20.0028 | 20.0075 | 20.0307 | 20.3037 | 20.0307
6420 | 20.0014 | 20.0037 | 20.0153 | 20.1513 | 20.0153
6480 | 20.0007 | 20.0019 | 20.0076 | 20.0754 | 20.0076 | [13 empty] | 7200 | 10
6540 | 20.0003 | 20.0009 | 20.0038 | 20.0375 | 20.0038
6600 | 20.0002 | 20.0005 | 20.0019 | 20.0187 | 20.0019
6660 | 20.0001 | 20.0002 | 20.0009 | 20.0093 | 20.0009
6720 | 20 | 20.0001 | 20.0005 | 20.0046 | 20.0005
6780 | 20 | 20.0001 | 20.0002 | 20.0023 | 20.0002
6840 | 20 | 20 | 20.0001 | 20.0012 | 20.0001
6900 | 20 | 20 | 20.0001 | 20.0006 | 20.0001
6960 | 20 | 20 | 20 | 20.0003 | 20
7020 | 20 | 20 | 20 | 20.0001 | 20
7080 | 20 | 20 | 20 | 20.0001 | 20
7140 | 20 | 20 | 20 | 20 | 20
7200 | 20 | 20 | 20 | 20 | 20
Tmax | 870.6836 | 879.7275 | 879.7127 | 813.7508 | 578.1581 | 0 | 0 | 0 | 0 | 0 | 0 | 0 | 0 | 0 | 0 | 0 | 0 | in [°C]
| 3 | 4 | 5 | 6 | 7 | 8 | 9 | 10 | 11 | 12 | 13 | 14 | 15 | 16 | 17 | 18 | 19